## Sheet1
District Fleet NASPO Price List 2026 Contract # BPM037964
Quick Filter by Manufacturer and Product Type
MANUFACTURER (MFR) | PRODUCT TYPE | MFR PART NO | PRODUCT NAME | PRODUCT DESCRIPTION | (CPL) Commercial Price List | NASPO Discount (2.0%)
ABB | Level 3 Hardware | 6AGC128745 | ABB C50 with CCR and CTEP | ABB C50 (50kW) features 1x 150A (peak) CCS1 charging cable and 1x150A (peak) NACS in dual outlet configuration. Includes integrated selfretracting swing arms, an integrated credit card reader, and unit is CTEP compliant. | 44495 | 43605.1
ABB | Installation/Ancillary | 6AGC129439 | ABB C50 On-Site Commissioning | Onsite Commissioning Fee per C50. Only approved service partners trained by ABB can perform commissioning. ABB Certified commissioning channel partners can self perform and are not required to purchase, required for all other customers. Includes 2 hours of drive time by technician - remote sites may incur an additional travel-time surcharge. | 4450 | 4361
ABB | Warranty/SLA/O&M | 6AGC132630 | ABB C50 Full Support Gold SLA | C50 Full Support Gold SLA, 1-year agreement: 1-year Service package for C50; FULL GOLD tier; Including 24 hours remote resolution time, (Next Business Day + 3) on-site resolution is included, labor and travel costs are covered for corrective and preventive maintenance. Spare parts are covered for corrective and preventive maintenance except consumables. | 3995 | 3915.1
ABB | Level 3 Hardware | A200 CC + CMS + CCR + CTEP | ABB A200 DCFC | ABB A200 (200kW) DCFC Features 2X 300A (peak) CCS1 charging cables in dual port configuration, inculses integrated selft retracting swing arms, an integrated Credit Card Reader, and unit is CTEP compliant. | 127500 | 124950
ABB | Level 3 Hardware (Buy America) | A200 CC + CMS + CCR + CTEP + BABA | ABB A200 DCFC BABA | BABA Compliant ABB A200 (200kW) DCFC Features 2X 300A (peak) CCS1 charging cables in dual port configuration, inculses integrated selft retracting swing arms, an integrated Credit Card Reader, and unit is CTEP compliant. | 142500 | 139650
ABB | Installation/Ancillary | 6AGC126989 | ABB A200 On-Site Commissioning | Onsite Commissioning Fee per A200. Only approved service partners trained by ABB can perform commissioning. ABB Certified commissioning channel partners can self perform and are not required to purchase, required for all other customers. Includes 2 hours of drive time by technician - remote sites may incur an additional travel-time surcharge. | 4450 | 4361
ABB | Warranty/SLA/O&M | 6AGC132076 | ABB A200 Full Support Gold SLA | A200 Full Support Gold SLA, 1-year agreement: 1-year Service package for C50; FULL GOLD tier; Including 24 hours remote resolution time, (Next Business Day + 3) on-site resolution is included, labor and travel costs are covered for corrective and preventive maintenance. Spare parts are covered for corrective and preventive maintenance except consumables. | 6995 | 6855.1
ABB | Level 3 Hardware | 6AGC123889BABA | A400 CC + CMS + CCR + CTEP | A400 (400kW) BABA Compliant DCFC Featuring the new generation of DC Fast Charging, the A400 features a all-in-one charger with 480VAC / 60 Hz input and a 400 kW and up to 600A output. The A400 provides an intuitive, guided and clear experience, with full control of all aspect of the charging journey, equipped with a 32-inch central display and its power is delivered through in-house developed power modules with a precise control in 50kW increments for optimal dynamic charing performance and efficiency. Note: On-site commissioning and an SLA agreement are mandatory for the A400 charger. Features 2x 600A (peak) CCS1 charging cables in dual outlet configuration. Includes integrated self-retracting swing arms, an integrated credit card reader, and unit is CTEP compliant. | 163299 | 160033.02
ABB | Installation/Ancillary | 6AGC126989 | ABB A400 On-Site Commissioning | Onsite Commissioning Fee per A400. Only approved service partners trained by ABB can perform commissioning. ABB Certified commissioning channel partners can self perform and are not required to purchase, required for all other customers. Includes 2 hours of drive time by technician - remote sites may incur an additional travel-time surcharge. | 4450 | 4361
ABB | Warranty/SLA/O&M | 6AGC132076 | ABB A400 Full Support Gold SLA | A400 Full Support Gold SLA, 1-year agreement: 1-year Service package for C50; FULL GOLD tier; Including 24 hours remote resolution time, (Next Business Day + 3) on-site resolution is included, labor and travel costs are covered for corrective and preventive maintenance. Spare parts are covered for corrective and preventive maintenance except consumables. | 6995 | 6855.1
ABB | Level 3 Hardware | 6AGC128782 | ABB Terra 184 CC HC | The high current Terra 124 and Terra 184 offering provides a compact, all-in-one solution while providing CCS1 charging cable(s) with 400A current capabilities. The design provides a high current charging option to reduce charge times while supporting easy installation, remote activation support, and five years of charger connect. Features 2x 400A (peak) CCS1 charging cables with streamlined connector in dual outlet configuration, with enhanced power delivery capabilities, and can charge 2 vehicles simultaneously up to 90 kW each | 87887 | 86129.26
ABB | Level 3 Hardware | 6AGC128895 | ABB Terra 184 NC HC | The high current Terra 124 and Terra 184 offering provides a compact, all-in-one solution while providing CCS1 charging cable(s) with 400A current capabilities. The design provides a high current charging option to reduce charge times while supporting easy installation, remote activation support, and five years of charger connect. Features 1x 400A (peak) CCS1 charging cable with streamlined connector and 1x NACS charging cable in dual outlet configuration, with enhanced power delivery capabilities, and can charge 2 vehicles simultaneously up to 90 kW each | 87887 | 86129.26
ABB | Level 3 Hardware | 6AGC128892 | ABB Terra 184 CC HC + CCR + CTEP | The high current Terra 124 and Terra 184 offering provides a compact, all-in-one solution while providing CCS1 charging cable(s) with 400A current capabilities. The design provides a high current charging option to reduce charge times while supporting easy installation, remote activation support, and five years of charger connect. Features 2x 400A (peak) CCS1 charging cables with streamlined connector in dual outlet configuration, enhanced power delivery capabilities, and can charge 2 vehicles simultaneously up to 90 kW each. Includes an integrated credit card reader. The unit is CTEP compliant. | 96113 | 94190.74
ABB | Level 3 Hardware | 6AGC128896 | ABB Terra 184 NC HC + CCR + CTEP | The high current Terra 124 and Terra 184 offering provides a compact, all-in-one solution while providing CCS1 charging cable(s) with 400A current capabilities. The design provides a high current charging option to reduce charge times while supporting easy installation, remote activation support, and five years of charger connect. Features 1x 400A (peak) CCS1 charging cable with streamlined connector and 1x NACS chargin cable in dual outlet configuration, enhanced power delivery capabilities, and can charge 2 vehicles simultaneously up to 90 kW each. Includes an integrated credit card reader. The unit is CTEP compliant. | 96113 | 94190.74
ABB | Level 3 Hardware (Buy America) | 6AGC116666 | ABB Terra 184 CC High Current + BAA | BAA Offering for ABB Terra 184. The high current Terra 184 offering provides a compact, all-in-one solution while providing CCS1 charging cable(s) with 400A current capabilities. The design provides a high current charging option to reduce charge times while supporting easy installation, a 2 year parts and on-site labor standard warranty, remote activation support, and five years of charger connect.Features 2x 400A (peak) CCS1 charging cables in dual outlet configuration, and can charge 2 vehicles simultaneously up to 90 kW each | 107758 | 105602.84
ABB | Level 3 Hardware | 6AGC123889 | A400 CC + CMS + CCR + CTEP | The new generation of DC Fast Charging, the A400 features a all-in-one charger with 480VAC / 60 Hz input and a 400 kW and up to 600A output. The A400 provides an intuitive, guided and clear experience, with full control of all aspect of the charging journey, equipped with a 32-inch central display and its power is delivered through in-house developed power modules with a precise control in 50kW increments for optimal dynamic charing performance and efficiency. Note: On-site commissioning and an SLA agreement are mandatory for the A400 charger. Features 2x 600A (peak) CCS1 charging cables in dual outlet configuration. Includes integrated self-retracting swing arms, an integrated credit card reader, and unit is CTEP compliant. | 149995 | 146995.1
ABB | Level 3 Hardware | 6AGC128791 | A400 NC + CMS + CCR + CTEP | The new generation of DC Fast Charging, the A400 features a all-in-one charger with 480VAC / 60 Hz input and a 400 kW and up to 600A output. The A400 provides an intuitive, guided and clear experience, with full control of all aspect of the charging journey, equipped with a 32-inch central display and its power is delivered through in-house developed power modules with a precise control in 50kW increments for optimal dynamic charing performance and efficiency. Note: On-site commissioning and an SLA agreement are mandatory for the A400 charger. A400 NC + CMS + CCR + CTEP | 149995 | 146995.1
ABB | Level 3 Hardware | 6AGC107060 | ABB Terra DC Wallbox (20 - 24kw) - DCWB22 C SP | ABB's 19.5 - 22.5 kW DC Wallbox offering with 208/240 V single phase input and rated up to 920 VDC output. Features include 23 foot charging cable(s), RFID Reader, LED Display, 4G cellular modem, basic cable management holster(s), support for OCPP 1.6 integrations, remote activation support, and five years of charger connect. EMC Class B rated. Features a single outlet CCS1 charging cable and basic cable management holster for CCS1. | 10244 | 10039.12
ABB | Level 3 Hardware | 6AGC107314 | ABB Terra DC Wallbox (20 - 24kw) - DCWB22 CJ SP | ABB's 19.5 - 22.5 kW DC Wallbox offering with 208/240 V single phase input and rated up to 920 VDC output. Features include 23 foot charging cable(s), RFID Reader, LED Display, 4G cellular modem, basic cable management holster(s), support for OCPP 1.6 integrations, remote activation support, and five years of charger connect. EMC Class B rated. Features dual outlet CCS1 and CHAdeMO charging cables and basic cable management holsters for CCS1 and CHAdeMO. | 11829 | 11592.42
ABB | Level 3 Hardware | 6AGC107062 | ABB Terra DC Wallbox (20 - 24kw) - DCWB24 C 3P | ABB's 22.5 - 24 kW DC Wallbox offering with 480V three phase input and rated up to 920 VDC output. Features include 23 foot charging cable(s), RFID Reader, LED Display, 4G cellular modem, basic cable management holster(s), support for OCPP 1.6 integrations, remote activation support, and five years of charger connect. EMC Class B rated. Features a single outlet CCS1 charging cable and basic cable management holster for CCS1 | 10509 | 10298.82
ABB | Level 3 Hardware | 6AGC107315 | ABB Terra DC Wallbox (20 - 24kw) - DCWB24 CJ 3P | ABB's 22.5 - 24 kW DC Wallbox offering with 480V three phase input and rated up to 920 VDC output. Features include 23 foot charging cable(s), RFID Reader, LED Display, 4G cellular modem, basic cable management holster(s), support for OCPP 1.6 integrations, remote activation support, and five years of charger connect. EMC Class B rated. Features dual outlet CCS1 and CHAdeMO charging cables and basic cable management holsters for CCS1 and CHAdeMO. | 12093 | 11851.14
ABB | Accessories | 6AGC109619 | ABB DCWB - GOLD CCS1 | “Gold” level CCS1 cable holster is tailored to cradle the CCS1 connector and offers additional weather protection while enhancing operational lifetime of the connector | 720 | 705.6
ABB | Accessories | 6AGC076601 | ABB DCWB - GOLD CHAdeMo | “Gold” level CHAdeMO cable holster is tailored to cradle the CHAdeMO connector and offers additional weather protection while enhancing operational lifetime of the connector | 720 | 705.6
ABB | Accessories | 6AGC125508 | ABB DCWB PEDESTAL | ABB Terra DC Wallbox single standalone aluminum pedestal for use with either single or dual cable configurations with holsters. Allows for ADA compliant installation. | 1811 | 1774.78
ABB | Accessories | 6AGC125509 | ABB DCWB SCR | Optional single cable retractor (95") for DCWB pedestal | 1088 | 1066.24
ABB | Accessories | 6AGC125510 | ABB DCWB DCR | Optional Dual cable retractor (95") for DCWB pedestal | 1277 | 1251.46
ABB | Level 3 Hardware | 6AGC107092 | ABB Terra 54 - 50kW - T54HV C | ABB’s Terra 54 High Voltage DC fast charger is connected via a 4G cellular modem and provides 50 kW continuous charging for vehicles with battery voltages requiring up to 920 VDC. Features 5 x 10kW redundant power module architecture for high uptime and remote serviceability, a 7" high-brightness color touchscreen display, 20 foot charging cable(s), RFID, support for OCPP 1.6 integrations, remote activation support, and five years of charger connect. Features 1x CCS1 charging cable and a 65KAIC short circuit rating. | 30371 | 29763.58
ABB | Level 3 Hardware | 6AGC108711 | ABB Terra 54HV C + CCR | ABB’s Terra 54 High Voltage DC fast charger is connected via a 4G cellular modem and provides 50 kW continuous charging for vehicles with battery voltages requiring up to 920 VDC. Features 5 x 10kW redundant power module architecture for high uptime and remote serviceability, a 7" high-brightness color touchscreen display, 20 foot charging cable(s), RFID, support for OCPP 1.6 integrations, remote activation support, and five years of charger connect. Features 1x CCS1 charging cable, a 65KAIC short circuit rating, and an integrated Nayax credit card reader. | 32885 | 32227.3
ABB | Level 3 Hardware | 6AGC108090 | ABB Terra 54HV CJ | ABB’s Terra 54 High Voltage DC fast charger is connected via a 4G cellular modem and provides 50 kW continuous charging for vehicles with battery voltages requiring up to 920 VDC. Features 5 x 10kW redundant power module architecture for high uptime and remote serviceability, a 7" high-brightness color touchscreen display, 20 foot charging cable(s), RFID, support for OCPP 1.6 integrations, remote activation support, and five years of charger connect. Features 1x CCS1 charging cable and 1x 125A CHAdeMO charging cable and a 65KAIC short circuit rating. | 33638 | 32965.24
ABB | Accessories | 6AGC125310 | ABB Terra 54 SCR | ABB Terra 54 Cable Management Solution for single outlet CCS1 units (includes one cable retractor). Associated labor cost to install is not included on this line item. | 2001 | 1960.98
ABB | Accessories | (1) 6AGC125310 (1) 6AGC125311 | ABB Terra 54 DCR | ABB Terra 54 Cable Management Solution for dual outlet CCS1 and CHAdeMO units (each part number includes one cable retractor, must order qty 1 of each part number, pricing is per part number). Associated labor cost to install is not included on this line item. | 4002 | 3921.96
ABB | Accessories | 6AGC125533 | ABB Terra 54 FOUNDATION | Above-ground metal base that replaces the base of the Terra 54 and Terra 124/184 units and allows lateral duct entry when trenching is not possible. Installation labor is not included. Please note that this base must replace the standard base and is not an add-on to be placed under the standard Terra charger base. | 2354 | 2306.92
ABB | Warranty/SLA/O&M | 6AGC132298 | SER PACK T53/T54 FULL GOLD 1Y | 1-year Service package for T53/T54; FULL GOLD tier; Including 24 hours remote resolution time, (Next Business Day + 3) on-site resolution is included, labor and travel costs are covered for corrective and preventive maintenance. Spare parts are covered for corrective and preventive maintenance except consumables | 4646 | 4553.08
ABB | Warranty/SLA/O&M | 6AGC132317 | SER PACK T53/T54 FULL GOLD 3Y | 3-years Service package for T53/T54; FULL GOLD tier; Including 24 hours remote resolution time, (Next Business Day + 3) on-site resolution is included, labor and travel costs are covered for corrective and preventive maintenance. Spare parts are covered for corrective and preventive maintenance except consumables | 15162 | 14858.76
ABB | Warranty/SLA/O&M | 6AGC132019 | SER PACK T53/T54 FULL GOLD 5Y | 5-years Service package for T53/T54; FULL GOLD tier; Including 24 hours remote resolution time, (Next Business Day + 3) on-site resolution is included, labor and travel costs are covered for corrective and preventive maintenance. Spare parts are covered for corrective and preventive maintenance except consumables | 24932 | 24433.36
ABB | Level 3 Hardware (Buy America) | 6AGC119112 | ABB Terra 124 CC High Current + BAA | BAA Offering for ABB Terra 124. The high current Terra 124 offering provides a compact, all-in-one solution while providing CCS1 charging cable(s) with 400A current capabilities. The design provides a high current charging option to reduce charge times while supporting easy installation, a 2 year parts and on-site labor standard warranty, remote activation support, and five years of charger connect. Features 2x 400A (peak) CCS1 charging cables in dual outlet configuration, and can charge 2 vehicles simultaneously up to 60 kW each | 97091 | 95149.18
ABB | Accessories | (1) 6AGC124904 (1) 6AGC124903 | ABB Terra 1X4 SCR | Cable Management Solution for HIGH CURRENT dual CCS1 outlet (each part number includes one cable retractor, must order qty 1 of each part number, pricing is per part number). Associated labor cost to install is not included on this line item. | 4587 | 4495.26
ABB | Accessories | (1) 6AGC124904 (1) 6AGC124903 | ABB Terra 1X4 DCR | Cable Management Solution for HIGH CURRENT CCS1 and NACS outlet (each part number includes one cable retractor, price includes both part numbers). Associated labor cost to install is not included. | 4587 | 4495.26
ABB | Accessories | 6AGC125533 | ABB Terra FOUNDATION | Above-ground metal base that replaces the base of the Terra 54 and Terra 124/184 units and allows lateral duct entry when trenching is not possible. Installation labor is not included. Please note that this base must replace the standard base and is not an add-on to be placed under the standard Terra charger base. | 2354 | 2306.92
ABB | Accessories | 6AGC128194 | ABB Terra ICE COVER CCS1 | Ice Cover for Terra x3, x4/xx4 and DepotBox Gen1 and Gen2 - CCS1 External metal cover for a charging connector designed to provide additional protection in extreme weather conditions/norther climates. | 273 | 267.54
ABB | Accessories | 6AGC128195 | ABB Terra ICE COVER NACS | Ice Cover for Terra x4/xx4 - NACS External metal cover for a charging connector designed to provide additional protection in extreme weather conditions/norther climates. | 273 | 267.54
ABB | Accessories | 6AGC114266 | ABB Terra 1X4 CTEP S | CTEP Kit T184 for Single Cable with Nayax VPOS Touch Payment terminal. This kit requires on-site commissioning and also requires a certified RSA agent to install the unit in the charger. Labor to field install is included in the Commissioning price if CTEP install and Commissioning are conducted in the same trip. Should only be used with T184 units. | 4740 | 4645.2
ABB | Accessories | 6AGC114267 | ABB Terra 1X4 CTEP D | CTEP Kit T184 for Dual Cable with Nayax VPOS Touch Payment terminal. This kit requires on-site commissioning and also requires a certified RSA agent to install the unit in the charger. Labor to field install is included in the Commissioning price if CTEP install and Commissioning are conducted in the same trip. Should only be used with T184 units. | 6927 | 6788.46
ABB | Installation/Ancillary | 6AGC129433 | ABB Terra 1X4 COMM | Commissioning Fee Terra 184 (per station) - Required for NEVI projects or CTEP kit upgrades. Only approved service partners trained by ABB can perform commissioning. ABB Certified commissioning channel partners can self perform and are not required to purchase, required for all other customers. Includes 2 hours of drive time by technician - remote sites may incur an additional travel-time surcharge. | 3328 | 3261.44
ABB | Warranty/SLA/O&M | 6AGC132048 | SER PACK T184 FULL GOLD 1Y | 1-year Service package for T184; FULL GOLD tier; Including 24 hours remote resolution time, (Next Business Day + 3) on-site resolution is included, labor and travel costs are covered for corrective and preventive maintenance. Spare parts are covered for corrective and preventive maintenance except consumables | 6590 | 6458.2
ABB | Warranty/SLA/O&M | 6AGC132499 | SER PACK T184 FULL GOLD 3Y | 3-years Service package for T184; FULL GOLD tier; Including 24 hours remote resolution time, (Next Business Day + 3) on-site resolution is included, labor and travel costs are covered for corrective and preventive maintenance. Spare parts are covered for corrective and preventive maintenance except consumables | 21752 | 21316.96
ABB | Warranty/SLA/O&M | 6AGC132388 | SER PACK T184 FULL GOLD 5Y | 5-years Service package for T184; FULL GOLD tier; Including 24 hours remote resolution time, (Next Business Day + 3) on-site resolution is included, labor and travel costs are covered for corrective and preventive maintenance. Spare parts are covered for corrective and preventive maintenance except consumables | 36060 | 35338.8
ABB | Installation/Ancillary | 6AGC126989 | A400 COMM | Onsite Commissioning Fee per A400. Only approved service partners trained by ABB can perform commissioning. ABB Certified commissioning channel partners can self perform and are not required to purchase, required for all other customers. Includes 2 hours of drive time by technician - remote sites may incur an additional travel-time surcharge. | 3328 | 3261.44
ABB | Warranty/SLA/O&M | 6AGC132076 | SER PACK A400 FULL GOLD 1Y | 1-year Service package for A400; FULL GOLD tier; Including 24 hours remote resolution time, (Next Business Day + 3) on-site resolution is included, labor and travel costs are covered for corrective and preventive maintenance. Spare parts are covered for corrective and preventive maintenance except consumables | 7250 | 7105
ABB | Warranty/SLA/O&M | 6AGC132423 | SER PACK A400 FULL GOLD 3Y | 3-year Service package for A400; FULL GOLD tier; Including 24 hours remote resolution time, (Next Business Day + 3) on-site resolution is included, labor and travel costs are covered for corrective and preventive maintenance. Spare parts are covered for corrective and preventive maintenance except consumables | 24397 | 23909.06
ABB | Warranty/SLA/O&M | 6AGC132390 | SER PACK A400 FULL GOLD 5Y | 5-year Service package for A400; FULL GOLD tier; Including 24 hours remote resolution time, (Next Business Day + 3) on-site resolution is included, labor and travel costs are covered for corrective and preventive maintenance. Spare parts are covered for corrective and preventive maintenance except consumables | 40985 | 40165.3
ABB | Level 3 Hardware | (1) 6AGC070558 (1) 6AGC108540 | HVC150 1C | ABB's HVC150 is a 150 kW DC Fast Charger rated up to 850 VDC and includes 1x 150 kW power cabinet and 1-3x depot charge box with 23 foot CCS1 charging cables. The HVC150 charging system features a cellular modem, and includes the HVC long distance support package (increases allowable distance between equipment to 150 meters, provides a data communication enhancer module and an overvoltage protection system). Each package includes remote activation support and 5 years of charger connect, and web solution for monitoring and operations. Note: Onsite commissioning is required for each split system and does not include support for installation or the cable required between the power cabinet and depot charge boxes. | 106872 | 104734.56
ABB | Level 3 Hardware | (1) 6AGC117538 (1) 6AGC130349 | HVC150 COMM | Onsite Commissioning Fee per HVC150 charging system (includes one Depot Box). Only approved service partners trained by ABB can perform commissioning. ABB Certified commissioning channel partners can self perform and are not required to purchase, required for all other customers. | 3688 | 3614.24
ABB | Installation/Ancillary | (1) 6AGC117538 (1) 6AGC130349 | HVC150 COMM | Onsite Commissioning Fee per HVC150 charging system (includes one Depot Box). Only approved service partners trained by ABB can perform commissioning. ABB Certified commissioning channel partners can self perform and are not required to purchase, required for all other customers. | 3688 | 3614.24
ABB | Accessories | 6AGC125535 | HVC150 FOUNDATION | Terra High Power and HVC Power Cabinet foundation - allows for installation when trenching is not possible. Labor to field install is not included. | 4247 | 4162.06
ABB | Accessories | 6AGC126080 | HVC150 DEPOT BOX | HVC Depot Box Metal Pedestal | 3492 | 3422.16
ABB | Accessories | 6AGC125104 | HVC150 DEPOT BOX CMS | HVC0 Depot Box Cable Management System - must be purchased with metal pedestal (6AGC126080) | 3516 | 3445.68
ABB | Warranty/SLA/O&M | (1) 6AGC132579 (1) 6AGC132166 | (1) SER PACK HVC150 FULL GOLD 1Y (1) SER PACK HVC D.BOX FULL GOLD 1Y | 1-year Service package for HVC150; FULL GOLD tier; Including 24 hours remote resolution time, (Next Business Day + 3) on-site resolution is included, labor and travel costs are covered for corrective and preventive maintenance. Spare parts are covered for corrective and preventive maintenance except consumables | 7363 | 7215.74
ABB | Warranty/SLA/O&M | (1) 6AGC132540 (1) 6AGC132589 | (1) SER PACK HVC150 FULL GOLD 3Y (1) SER PACK HVC D.BOX FULL GOLD 3Y | 3-year Service package for HVC150; FULL GOLD tier; Including 24 hours remote resolution time, (Next Business Day + 3) on-site resolution is included, labor and travel costs are covered for corrective and preventive maintenance. Spare parts are covered for corrective and preventive maintenance except consumables | 24416 | 23927.68
ABB | Warranty/SLA/O&M | (1) 6AGC132112 (1) 6AGC132616 | (1) SER PACK HVC150 FULL GOLD 5Y (1) SER PACK HVC D.BOX FULL GOLD 5Y | 5-year Service package for HVC150; FULL GOLD tier; Including 24 hours remote resolution time, (Next Business Day + 3) on-site resolution is included, labor and travel costs are covered for corrective and preventive maintenance. Spare parts are covered for corrective and preventive maintenance except consumables | 40638 | 39825.24
ABB | Level 3 Hardware | (1) 6AGC116223 (2) 6AGC108540 | HVC200 2 Outlet | ABB's HVC360 charging systems feature 200kW, 300kW, and 360 kW DC Fast Charger options rated up to 940 VDC. Each system includes 1x power cabinet (200, 300, or 360 kW options) and either 2 or 4 depot charge boxes depending on the selected system package. Each depot box is equipped with 23 foot, 250 A (peak) CCS1 charging cable(s). Each package includes 5 years of charger connect, web solution for monitoring and operations, and remote activation support. Note: Onsite commissioning is required for each split system and does not include support for installation or the cable required between the power cabinet and depot charge boxes. 200kW dual-outlet system with 1x Power Cabinet, 2x Depot Box, and dynamic DC. Please note that this 2 outlet configuration cannot be updgraded to a 4 outlet configuration. | 166989 | 163649.22
ABB | Level 3 Hardware | (1) 6AGC116226 (4) 6AGC108540 | HVC200 4 Outlet | ABB's HVC360 charging systems feature 200kW, 300kW, and 360 kW DC Fast Charger options rated up to 940 VDC. Each system includes 1x power cabinet (200, 300, or 360 kW options) and either 2 or 4 depot charge boxes depending on the selected system package. Each depot box is equipped with 23 foot, 250 A (peak) CCS1 charging cable(s). Each package includes 5 years of charger connect, web solution for monitoring and operations, and remote activation support. Note: Onsite commissioning is required for each split system and does not include support for installation or the cable required between the power cabinet and depot charge boxes. 200kW quadruple-outlet system with 1x Power Cabinet, 4x Depot Box, and dynamic DC | 201338 | 197311.24
ABB | Level 3 Hardware | (1) 6AGC116219 (2) 6AGC108540 | HVC300 2 Outlet | ABB's HVC360 charging systems feature 200kW, 300kW, and 360 kW DC Fast Charger options rated up to 940 VDC. Each system includes 1x power cabinet (200, 300, or 360 kW options) and either 2 or 4 depot charge boxes depending on the selected system package. Each depot box is equipped with 23 foot, 250 A (peak) CCS1 charging cable(s). Each package includes 5 years of charger connect, web solution for monitoring and operations, and remote activation support. Note: Onsite commissioning is required for each split system and does not include support for installation or the cable required between the power cabinet and depot charge boxes. 300kW dual-outlet system with 1x Power Cabinet, 2x Depot Box, and dynamic DC. Please note that this 2 outlet configuration cannot be updgraded to a 4 outlet configuration. | 183906 | 180227.88
ABB | Level 3 Hardware | (1) 6AGC116222 (4) 6AGC108540 | HVC300 4 Outlet | ABB's HVC360 charging systems feature 200kW, 300kW, and 360 kW DC Fast Charger options rated up to 940 VDC. Each system includes 1x power cabinet (200, 300, or 360 kW options) and either 2 or 4 depot charge boxes depending on the selected system package. Each depot box is equipped with 23 foot, 250 A (peak) CCS1 charging cable(s). Each package includes 5 years of charger connect, web solution for monitoring and operations, and remote activation support. Note: Onsite commissioning is required for each split system and does not include support for installation or the cable required between the power cabinet and depot charge boxes. 300kW quadruple-outlet system with 1x Power Cabinet, 4x Depot Box, and dynamic DC | 218823 | 214446.54
ABB | Level 3 Hardware | (1) 6AGC116210 (2) 6AGC108540 | HVC360 2 Outlet | ABB's HVC360 charging systems feature 200kW, 300kW, and 360 kW DC Fast Charger options rated up to 940 VDC. Each system includes 1x power cabinet (200, 300, or 360 kW options) and either 2 or 4 depot charge boxes depending on the selected system package. Each depot box is equipped with 23 foot, 250 A (peak) CCS1 charging cable(s). Each package includes 5 years of charger connect, web solution for monitoring and operations, and remote activation support. Note: Onsite commissioning is required for each split system and does not include support for installation or the cable required between the power cabinet and depot charge boxes. 360kW dual-outlet system with 1x Power Cabinet, 2x Depot Box, and dynamic DC. Please note that this 2 outlet configuration cannot be updgraded to a 4 outlet configuration. | 208212 | 204047.76
ABB | Level 3 Hardware | (1) 6AGC115579 (4) 6AGC108540 | HVC360 4 Outlet | ABB's HVC360 charging systems feature 200kW, 300kW, and 360 kW DC Fast Charger options rated up to 940 VDC. Each system includes 1x power cabinet (200, 300, or 360 kW options) and either 2 or 4 depot charge boxes depending on the selected system package. Each depot box is equipped with 23 foot, 250 A (peak) CCS1 charging cable(s). Each package includes 5 years of charger connect, web solution for monitoring and operations, and remote activation support. Note: Onsite commissioning is required for each split system and does not include support for installation or the cable required between the power cabinet and depot charge boxes. 360kW quadruple-outlet system with 1x Power Cabinet, 4x Depot Box, and dynamic DC | 166989 | 163649.22
ABB | Installation/Ancillary | (1) 6AGC129442 (2) 6AGC130349 | HVC 200 COMM | Onsite Commissioning Fee per HVC200-2 (includes two DCB). Only approved service partners trained by ABB can perform commissioning. ABB Certified commissioning channel partners can self perform and are not required to purchase, required for all other customers. Includes 2 hours of drive time by technician - remote sites may incur an additional travel-time surcharge. | 4048 | 3967.04
ABB | Installation/Ancillary | (1) 6AGC129447 (4) 6AGC130349 | HVC 200 COMM | Onsite Commissioning Fee per HVC200-4 (includes four DCB). Only approved service partners trained by ABB can perform commissioning. ABB Certified commissioning channel partners can self perform and are not required to purchase, required for all other customers. Includes 2 hours of drive time by technician - remote sites may incur an additional travel-time surcharge. | 4768 | 4672.64
ABB | Installation/Ancillary | (1) 6AGC129444 (2) 6AGC130349 | HVC 300 COMM | Onsite Commissioning Fee per HVC300-2 (includes two DCB). Only approved service partners trained by ABB can perform commissioning. ABB Certified commissioning channel partners can self perform and are not required to purchase, required for all other customers. Includes 2 hours of drive time by technician - remote sites may incur an additional travel-time surcharge. | 4048 | 3967.04
ABB | Installation/Ancillary | (1) 6AGC129449 (4) 6AGC130349 | HVC 300 COMM | Onsite Commissioning Fee per HVC300-4 (includes four DCB). Only approved service partners trained by ABB can perform commissioning. ABB Certified commissioning channel partners can self perform and are not required to purchase, required for all other customers. Includes 2 hours of drive time by technician - remote sites may incur an additional travel-time surcharge. | 4768 | 4672.64
ABB | Installation/Ancillary | (1) 6AGC129446 (2) 6AGC130349 | HVC 360 COMM | Onsite Commissioning Fee per HVC360-2 (includes two DCB). Only approved service partners trained by ABB can perform commissioning. ABB Certified commissioning channel partners can self perform and are not required to purchase, required for all other customers. Includes 2 hours of drive time by technician - remote sites may incur an additional travel-time surcharge. | 4048 | 3967.04
ABB | Installation/Ancillary | (1) 6AGC129453 (4) 6AGC130349 | HVC 360 COMM | Onsite Commissioning Fee per HVC360-4 (includes four DCB). Only approved service partners trained by ABB can perform commissioning. ABB Certified commissioning channel partners can self perform and are not required to purchase, required for all other customers. Includes 2 hours of drive time by technician - remote sites may incur an additional travel-time surcharge. | 4768 | 4672.64
ABB | Accessories | 6AGC107472 | HVC FOUNDATION | HVC 360 power cabinet foundation to install on existing floor. Includes side cover panels and grommet plate. | 7625 | 7472.5
ABB | Accessories | 6AGC126080 | HVC DEPOT PED | HVC Depot Box Metal Pedestal | 3492 | 3422.16
ABB | Accessories | 6AGC125104 | HVC DEPOT CMS | HVC0 Depot Box Cable Management System - must be purchased with metal pedestal (6AGC126080) | 3516 | 3445.68
ABB | Warranty/SLA/O&M | (1) 6AGC131916 (2) 6AGC132166 | (1) SER PACK HVC200-2 FULL GOLD 1Y (2) SER PACK HVC D.BOX FULL GOLD 1Y | 1-year Service package for HVC200-2; FULL GOLD tier; Including 24 hours remote resolution time, (Next Business Day + 3) on-site resolution is included, labor and travel costs are covered for corrective and preventive maintenance. Spare parts are covered for corrective and preventive maintenance except consumables | 6821 | 6684.58
ABB | Warranty/SLA/O&M | (1) 6AGC132118 (2) 6AGC132589 | (1) SER PACK HVC200-2 FULL GOLD 3Y (2) SER PACK HVC D.BOX FULL GOLD 3Y | 3-years Service package for HVC200-2; FULL GOLD tier; Including 24 hours remote resolution time, (Next Business Day + 3) on-site resolution is included, labor and travel costs are covered for corrective and preventive maintenance. Spare parts are covered for corrective and preventive maintenance except consumables | 22690 | 22236.2
ABB | Warranty/SLA/O&M | (1) 6AGC132488 (2) 6AGC132616 | (1) SER PACK HVC200-2 FULL GOLD 5Y (2) SER PACK HVC D.BOX FULL GOLD 5Y | 5-years Service package for HVC200-2; FULL GOLD tier; Including 24 hours remote resolution time, (Next Business Day + 3) on-site resolution is included, labor and travel costs are covered for corrective and preventive maintenance. Spare parts are covered for corrective and preventive maintenance except consumables | 37880 | 37122.4
ABB | Warranty/SLA/O&M | (1) 6AGC132518 (4) 6AGC132166 | (1) SER PACK HVC200-4 FULL GOLD 1Y (4) SER PACK HVC D.BOX FULL GOLD 1Y | 1-year Service package for HVC200-4; FULL GOLD tier; Including 24 hours remote resolution time, (Next Business Day + 3) on-site resolution is included, labor and travel costs are covered for corrective and preventive maintenance. Spare parts are covered for corrective and preventive maintenance except consumables | 7636 | 7483.28
ABB | Warranty/SLA/O&M | (1) 6AGC132339 (4) 6AGC132589 | (1) SER PACK HVC200-4 FULL GOLD 3Y (4) SER PACK HVC D.BOX FULL GOLD 3Y | 3-years Service package for HVC200-4; FULL GOLD tier; Including 24 hours remote resolution time, (Next Business Day + 3) on-site resolution is included, labor and travel costs are covered for corrective and preventive maintenance. Spare parts are covered for corrective and preventive maintenance except consumables | 25326 | 24819.48
ABB | Warranty/SLA/O&M | (1) 6AGC131944 (4) 6AGC132616 | (1) SER PACK HVC200-4 FULL GOLD 5Y (4) SER PACK HVC D.BOX FULL GOLD 5Y | 5-years Service package for HVC200-4; FULL GOLD tier; Including 24 hours remote resolution time, (Next Business Day + 3) on-site resolution is included, labor and travel costs are covered for corrective and preventive maintenance. Spare parts are covered for corrective and preventive maintenance except consumables | 42201 | 41356.98
ABB | Warranty/SLA/O&M | (1) 6AGC132237 (2) 6AGC132166 | (1) SER PACK HVC300-2 FULL GOLD 1Y (2) SER PACK HVC D.BOX FULL GOLD 1Y | 1-year Service package for HVC300-2; FULL GOLD tier; Including 24 hours remote resolution time, (Next Business Day + 3) on-site resolution is included, labor and travel costs are covered for corrective and preventive maintenance. Spare parts are covered for corrective and preventive maintenance except consumables | 7785 | 7629.3
ABB | Warranty/SLA/O&M | (1) 6AGC131899 (2) 6AGC132589 | (1) SER PACK HVC300-2 FULL GOLD 3Y (2) SER PACK HVC D.BOX FULL GOLD 3Y | 3-years Service package for HVC300-2; FULL GOLD tier; Including 24 hours remote resolution time, (Next Business Day + 3) on-site resolution is included, labor and travel costs are covered for corrective and preventive maintenance. Spare parts are covered for corrective and preventive maintenance except consumables | 26277 | 25751.46
ABB | Warranty/SLA/O&M | (1) 6AGC132631 (2) 6AGC132616 | (1) SER PACK HVC300-2 FULL GOLD 5Y (2) SER PACK HVC D.BOX FULL GOLD 5Y | 5-years Service package for HVC300-2; FULL GOLD tier; Including 24 hours remote resolution time, (Next Business Day + 3) on-site resolution is included, labor and travel costs are covered for corrective and preventive maintenance. Spare parts are covered for corrective and preventive maintenance except consumables | 44266 | 43380.68
ABB | Warranty/SLA/O&M | (1) 6AGC131807 (4) 6AGC132166 | (1) SER PACK HVC300-4 FULL GOLD 1Y (4) SER PACK HVC D.BOX FULL GOLD 1Y | 1-year Service package for HVC300-4; FULL GOLD tier; Including 24 hours remote resolution time, (Next Business Day + 3) on-site resolution is included, labor and travel costs are covered for corrective and preventive maintenance. Spare parts are covered for corrective and preventive maintenance except consumables | 8600 | 8428
ABB | Warranty/SLA/O&M | (1) 6AGC131827 (4) 6AGC132589 | (1) SER PACK HVC300-4 FULL GOLD 3Y (4) SER PACK HVC D.BOX FULL GOLD 3Y | 3-years Service package for HVC300-4; FULL GOLD tier; Including 24 hours remote resolution time, (Next Business Day + 3) on-site resolution is included, labor and travel costs are covered for corrective and preventive maintenance. Spare parts are covered for corrective and preventive maintenance except consumables | 28912 | 28333.76
ABB | Warranty/SLA/O&M | (1) 6AGC132202 (4) 6AGC132616 | (1) SER PACK HVC300-4 FULL GOLD 5Y (4) SER PACK HVC D.BOX FULL GOLD 5Y | 5-years Service package for HVC300-4; FULL GOLD tier; Including 24 hours remote resolution time, (Next Business Day + 3) on-site resolution is included, labor and travel costs are covered for corrective and preventive maintenance. Spare parts are covered for corrective and preventive maintenance except consumables | 48587 | 47615.26
ABB | Warranty/SLA/O&M | (1) 6AGC132353 (2) 6AGC132166 | (1) SER PACK HVC360-2 FULL GOLD 1Y (2) SER PACK HVC D.BOX FULL GOLD 1Y | 1-year Service package for HVC360-2; FULL GOLD tier; Including 24 hours remote resolution time, (Next Business Day + 3) on-site resolution is included, labor and travel costs are covered for corrective and preventive maintenance. Spare parts are covered for corrective and preventive maintenance except consumables | 8655 | 8481.9
ABB | Warranty/SLA/O&M | (1) 6AGC132164 (2) 6AGC132589 | (1) SER PACK HVC360-2 FULL GOLD 3Y (2) SER PACK HVC D.BOX FULL GOLD 3Y | 3-years Service package for HVC360-2; FULL GOLD tier; Including 24 hours remote resolution time, (Next Business Day + 3) on-site resolution is included, labor and travel costs are covered for corrective and preventive maintenance. Spare parts are covered for corrective and preventive maintenance except consumables | 29551 | 28959.98
ABB | Warranty/SLA/O&M | (1) 6AGC132639 (2) 6AGC132616 | (1) SER PACK HVC360-2 FULL GOLD 5Y (2) SER PACK HVC D.BOX FULL GOLD 5Y | 5-years Service package for HVC360-2; FULL GOLD tier; Including 24 hours remote resolution time, (Next Business Day + 3) on-site resolution is included, labor and travel costs are covered for corrective and preventive maintenance. Spare parts are covered for corrective and preventive maintenance except consumables | 50150 | 49147
ABB | Warranty/SLA/O&M | 6AGC132020 | SER PACK T53/T54 SMARTS GOLD 1Y | 1-year Service package for T53/T54; SMARTS GOLD tier; Including 24 hours remote resolution time, on-site support is not included, labor and travel costs are not covered. Spare parts are not covered | 106.8 | 104.664
ABB | Warranty/SLA/O&M | 6AGC132471 | SER PACK T53/T54 SMARTS GOLD 3Y | 3-years Service package for T53/T54; SMARTS GOLD tier; Including 24 hours remote resolution time, on-site support is not included, labor and travel costs are not covered. Spare parts are not covered | 546 | 535.08
ABB | Warranty/SLA/O&M | 6AGC132155 | SER PACK T53/T54 SMARTS GOLD 5Y | 5-years Service package for T53/T54; SMARTS GOLD tier; Including 24 hours remote resolution time, on-site support is not included, labor and travel costs are not covered. Spare parts are not covered | 1245.6 | 1220.688
ABB | Warranty/SLA/O&M | 6AGC132553 | SER PACK T184 SMARTS GOLD 1Y | 1-year Service package for T184; SMARTS GOLD tier; Including 24 hours remote resolution time, on-site support is not included, labor and travel costs are not covered. Spare parts are not covered | 249.6 | 244.608
ABB | Warranty/SLA/O&M | 6AGC132043 | SER PACK T184 SMARTS GOLD 3Y | 3-years Service package for T184; SMARTS GOLD tier; Including 24 hours remote resolution time, on-site support is not included, labor and travel costs are not covered. Spare parts are not covered | 1269.6 | 1244.208
ABB | Warranty/SLA/O&M | 6AGC132091 | SER PACK T184 SMARTS GOLD 5Y | 5-years Service package for T184; SMARTS GOLD tier; Including 24 hours remote resolution time, on-site support is not included, labor and travel costs are not covered. Spare parts are not covered | 2894.4 | 2836.512
ABB | Warranty/SLA/O&M | 6AGC131958 | SER PACK A400 SMARTS GOLD 1Y | 1-year Service package for A400; SMARTS GOLD tier; Including 24 hours remote resolution time, on-site support is not included, labor and travel costs are not covered. Spare parts are not covered | 326.4 | 319.872
ABB | Warranty/SLA/O&M | 6AGC131978 | SER PACK A400 SMARTS GOLD 3Y | 3-years Service package for A400; SMARTS GOLD tier; Including 24 hours remote resolution time, on-site support is not included, labor and travel costs are not covered. Spare parts are not covered | 1656 | 1622.88
ABB | Warranty/SLA/O&M | 6AGC132161 | SER PACK A400 SMARTS GOLD 5Y | 5-years Service package for A400; SMARTS GOLD tier; Including 24 hours remote resolution time, on-site support is not included, labor and travel costs are not covered. Spare parts are not covered | 3769.2 | 3693.816
ABB | Warranty/SLA/O&M | (1) 6AGC132089 (1) 6AGC132167 | (1) SER PACK HVC150 SMARTS GOLD 1Y (1) SER PACK HVC D.BOX SMARTS GOLD 1Y | 1-year Service package for HVC150; SMARTS GOLD tier; Including 24 hours remote resolution time, on-site support is not included, labor and travel costs are not covered. Spare parts are not covered | 298.8 | 292.824
ABB | Warranty/SLA/O&M | (1) 6AGC132090 (1) 6AGC131874 | (1) SER PACK HVC150 SMARTS GOLD 3Y (1) SER PACK HVC D.BOX SMARTS GOLD 3Y | 3-years Service package for HVC150; SMARTS GOLD tier; Including 24 hours remote resolution time, on-site support is not included, labor and travel costs are not covered. Spare parts are not covered | 1459.2 | 1430.016
ABB | Warranty/SLA/O&M | (1) 6AGC132296 (1) 6AGC132491 | (1) SER PACK HVC150 SMARTS GOLD 5Y (1) SER PACK HVC D.BOX SMARTS GOLD 5Y | 5-years Service package for HVC150; SMARTS GOLD tier; Including 24 hours remote resolution time, on-site support is not included, labor and travel costs are not covered. Spare parts are not covered | 3309.6 | 3243.408
ABB | Warranty/SLA/O&M | (1) 6AGC132075 (2) 6AGC132167 | (1) SER PACK HVC200-2 SMARTS GOLD 1Y (2) SER PACK HVC D.BOX SMARTS GOLD 1Y | 1-year Service package for HVC200-2; SMARTS GOLD tier; Including 24 hours remote resolution time, on-site support is not included, labor and travel costs are not covered. Spare parts are not covered | 228 | 223.44
ABB | Warranty/SLA/O&M | (1) 6AGC132203 (2) 6AGC131874 | (1) SER PACK HVC200-2 SMARTS GOLD 3Y (2) SER PACK HVC D.BOX SMARTS GOLD 3Y | 3-years Service package for HVC200-2; SMARTS GOLD tier; Including 24 hours remote resolution time, on-site support is not included, labor and travel costs are not covered. Spare parts are not covered | 1104 | 1081.92
ABB | Warranty/SLA/O&M | (1) 6AGC132445 (2) 6AGC132491 | (1) SER PACK HVC200-2 SMARTS GOLD 5Y (2) SER PACK HVC D.BOX SMARTS GOLD 5Y | 5-years Service package for HVC200-2; SMARTS GOLD tier; Including 24 hours remote resolution time, on-site support is not included, labor and travel costs are not covered. Spare parts are not covered | 2491.2 | 2441.376
ABB | Warranty/SLA/O&M | (1) 6AGC131997 (4) 6AGC132167 | (1) SER PACK HVC200-4 SMARTS GOLD 1Y (4) SER PACK HVC D.BOX SMARTS GOLD 1Y | 1-year Service package for HVC200-4; SMARTS GOLD tier; Including 24 hours remote resolution time, on-site support is not included, labor and travel costs are not covered. Spare parts are not covered | 278.4 | 272.832
ABB | Warranty/SLA/O&M | (1) 6AGC131930 (4) 6AGC131874 | (1) SER PACK HVC200-4 SMARTS GOLD 3Y (4) SER PACK HVC D.BOX SMARTS GOLD 3Y | 3-years Service package for HVC200-4; SMARTS GOLD tier; Including 24 hours remote resolution time, on-site support is not included, labor and travel costs are not covered. Spare parts are not covered | 1293.6 | 1267.728
ABB | Warranty/SLA/O&M | (1) 6AGC132303 (4) 6AGC132491 | (1) SER PACK HVC200-4 SMARTS GOLD 5Y (4) SER PACK HVC D.BOX SMARTS GOLD 5Y | 5-years Service package for HVC200-4; SMARTS GOLD tier; Including 24 hours remote resolution time, on-site support is not included, labor and travel costs are not covered. Spare parts are not covered | 2919.6 | 2861.208
ABB | Warranty/SLA/O&M | (1) 6AGC131993 (2) 6AGC132167 | (1) SER PACK HVC300-2 SMARTS GOLD 1Y (2) SER PACK HVC D.BOX SMARTS GOLD 1Y | 1-year Service package for HVC300-2; SMARTS GOLD tier; Including 24 hours remote resolution time, on-site support is not included, labor and travel costs are not covered. Spare parts are not covered | 274.8 | 269.304
ABB | Warranty/SLA/O&M | (1) 6AGC132173 (2) 6AGC131874 | (1) SER PACK HVC300-2 SMARTS GOLD 3Y (2) SER PACK HVC D.BOX SMARTS GOLD 3Y | 3-years Service package for HVC300-2; SMARTS GOLD tier; Including 24 hours remote resolution time, on-site support is not included, labor and travel costs are not covered. Spare parts are not covered | 1329.6 | 1303.008
ABB | Warranty/SLA/O&M | (1) 6AGC132000 (2) 6AGC132491 | (1) SER PACK HVC300-2 SMARTS GOLD 5Y (2) SER PACK HVC D.BOX SMARTS GOLD 5Y | 5-years Service package for HVC300-2; SMARTS GOLD tier; Including 24 hours remote resolution time, on-site support is not included, labor and travel costs are not covered. Spare parts are not covered | 3013.2 | 2952.936
ABB | Warranty/SLA/O&M | (1) 6AGC132375 (4) 6AGC132167 | (1) SER PACK HVC300-4 SMARTS GOLD 1Y (4) SER PACK HVC D.BOX SMARTS GOLD 1Y | 1-year Service package for HVC300-4; SMARTS GOLD tier; Including 24 hours remote resolution time, on-site support is not included, labor and travel costs are not covered. Spare parts are not covered | 325.2 | 318.696
ABB | Warranty/SLA/O&M | (1) 6AGC132643 (4) 6AGC131874 | (1) SER PACK HVC300-4 SMARTS GOLD 3Y (4) SER PACK HVC D.BOX SMARTS GOLD 3Y | 3-years Service package for HVC300-4; SMARTS GOLD tier; Including 24 hours remote resolution time, on-site support is not included, labor and travel costs are not covered. Spare parts are not covered | 1519.2 | 1488.816
ABB | Warranty/SLA/O&M | (1) 6AGC132304 (4) 6AGC132491 | (1) SER PACK HVC300-4 SMARTS GOLD 5Y (4) SER PACK HVC D.BOX SMARTS GOLD 5Y | 5-years Service package for HVC300-4; SMARTS GOLD tier; Including 24 hours remote resolution time, on-site support is not included, labor and travel costs are not covered. Spare parts are not covered | 3440.4 | 3371.592
ABB | Warranty/SLA/O&M | (1) 6AGC132355 (2) 6AGC132167 | (1) SER PACK HVC360-2 SMARTS GOLD 1Y (2) SER PACK HVC D.BOX SMARTS GOLD 1Y | 1-year Service package for HVC360-2; SMARTS GOLD tier; Including 24 hours remote resolution time, on-site support is not included, labor and travel costs are not covered. Spare parts are not covered | 324 | 317.52
ABB | Warranty/SLA/O&M | (1) 6AGC132232 (2) 6AGC131874 | (1) SER PACK HVC360-2 SMARTS GOLD 3Y (2) SER PACK HVC D.BOX SMARTS GOLD 3Y | 3-years Service package for HVC360-2; SMARTS GOLD tier; Including 24 hours remote resolution time, on-site support is not included, labor and travel costs are not covered. Spare parts are not covered | 1555.2 | 1524.096
ABB | Warranty/SLA/O&M | (1) 6AGC132119 (2) 6AGC132491 | (1) SER PACK HVC360-2 SMARTS GOLD 5Y (2) SER PACK HVC D.BOX SMARTS GOLD 5Y | 5-years Service package for HVC360-2; SMARTS GOLD tier; Including 24 hours remote resolution time, on-site support is not included, labor and travel costs are not covered. Spare parts are not covered | 3523.2 | 3452.736
ABB | Warranty/SLA/O&M | (1) 6AGC132455 (4) 6AGC132167 | (1) SER PACK HVC360-4 SMARTS GOLD 1Y (4) SER PACK HVC D.BOX SMARTS GOLD 1Y | 1-year Service package for HVC360-4; SMARTS GOLD tier; Including 24 hours remote resolution time, on-site support is not included, labor and travel costs are not covered. Spare parts are not covered | 373.2 | 365.736
ABB | Warranty/SLA/O&M | (1) 6AGC132497 (4) 6AGC131874 | (1) SER PACK HVC360-4 SMARTS GOLD 3Y (4) SER PACK HVC D.BOX SMARTS GOLD 3Y | 3-years Service package for HVC360-4; SMARTS GOLD tier; Including 24 hours remote resolution time, on-site support is not included, labor and travel costs are not covered. Spare parts are not covered | 1744.8 | 1709.904
ABB | Warranty/SLA/O&M | (1) 6AGC132107 (4) 6AGC132491 | (1) SER PACK HVC360-4 SMARTS GOLD 5Y (4) SER PACK HVC D.BOX SMARTS GOLD 5Y | 5-years Service package for HVC360-4; SMARTS GOLD tier; Including 24 hours remote resolution time, on-site support is not included, labor and travel costs are not covered. Spare parts are not covered | 3950.4 | 3871.392
0
Blink | Level 2 Hardware | 101-000022-A | Blink Series 7 | Series 7 EV Charging Station - 80A ‐ 23FT ‐ ISO ‐ Dual J1772 | 7249 | 7104.02
Blink | Level 2 Hardware | 101-000431-A | Blink Series 7 | Series 7 EV Charging Station - 80A ‐ 23FT ‐ ISO ‐ J1772 /NACS | 7249 | 7104.02
Blink | Level 2 Hardware | 101-000432-A | Blink Series 7 | Series 7 EV Charging Station - 80A ‐ 23FT ‐ ISO ‐ NACS / NACS | 7249 | 7104.02
Blink | Level 2 Hardware | 101-000440-A | Blink Series 7 | Series 7 EV Charging Station - 80A ‐ 23FT ‐ ISO ‐ Single J1772 | 4749 | 4654.02
Blink | Level 2 Hardware | 101-000441-A | Blink Series 7 | Series 7 EV Charging Station - 80A ‐ 23FT ‐ ISO ‐ Single NACS | 4749 | 4654.02
Blink | Level 2 Hardware | 101-000024-A | Blink Series 8 | Series 8 EV Charging Station - 80A ‐ 23FT ‐ ISO ‐ Dual J1772 | 9499 | 9309.02
Blink | Level 2 Hardware | 101-000433-A | Blink Series 8 | Series 8 EV Charging Station - 80A ‐ 23FT ‐ ISO ‐ J1772 /NACS | 9499 | 9309.02
Blink | Level 2 Hardware | 101-000434-A | Blink Series 8 | Series 8 EV Charging Station - 80A ‐ 23FT ‐ ISO ‐ NACS / NACS | 9499 | 9309.02
Blink | Level 2 Hardware | 101-000577-A | Blink Series 8 | Series 8 EV Charging Station - 80A ‐ 23FT ‐ ISO ‐ Single J1772 | 6749 | 6614.02
Blink | Level 2 Hardware (Buy America) | 101-000024-A-BAA |  | Series 8 EV Charging Station - 80A - 23FT - ISO - DUAL J1772 - BAA | 11849 | 11612.02
Blink | Level 2 Hardware | 01-0202 | Blink MQ200 | MQ200 - 50A (single J1772) | 1799 | 1763.02
Blink | Accessories | 500-000001-A | Blink Pedestal | Pedestal (S7/S8) ‐ ISO | 399 | 391.02
Blink | Accessories | 500-000002-A | Blink Wall Mount | Wall Mount (S7/S8) - ISO | 399 | 391.02
Blink | Accessories | 01-0217 | Blink Cable Mgmt - Dual | Cable Management Pedestal - Dual | 799 | 783.02
Blink | Accessories | 01-0223 | Blink Cable Mgmt - Single | Cable Management Pedestal - Single | 799 | 783.02
Blink | Accessories | 500-000038-A |  | Cable Management Wall Mount - Single (need 2 for a dual station) | 399 | 391.02
Blink | Network Plans | 901-000673 | Blink 1 Year Bn twork Fee - MQ | 1 Year Blink Network Fee S7/S8 ISO/ MQ | 240 | 235.2
Blink | Network Plans | 901-000647 | Blink 3 Year Bn twork - MQ | 3 Year Blink Network Fee S7/S8 ISO/MQ | 684 | 670.32
Blink | Network Plans | 901-000648 | Blink 5 Year Bn twork - MQ | 5 Year Blink Network Fee S7/S8 ISO/MQ | 1080 | 1058.4
Blink | Network Plans | 901-000673 | Blink 1 Year Bn twork Fee - MQ | 1 Year Blink Network Fee S7/S8 ISO/ MQ | 480 | 470.4
Blink | Network Plans | 901-000647 | Blink 3 Year Bn twork - MQ | 3 Year Blink Network Fee S7/S8 ISO/MQ | 1368 | 1340.64
Blink | Network Plans | 901-000648 | Blink 5 Year Bn twork - MQ | 5 Year Blink Network Fee S7/S8 ISO/MQ | 2160 | 2116.8
Blink | Warranty/SLA/O&M | 901-000602 | Blink 3 Year Pt d Labor Warranty - Single Station | 3 Year Parts and Labor Warranty - Single Station | 378 | 370.44
Blink | Warranty/SLA/O&M | 901-000603 | Blink 5 Year Pt d Labor Warranty - Single Station | 5 Year Parts and Labor Warranty - Single Station | 672 | 658.56
Blink | Warranty/SLA/O&M | 901-000602 | Blink 3 Year Pt d Labor Warranty - Dual Station | 3 Year Parts and Labor Warranty - Dual Station | 864 | 846.72
Blink | Warranty/SLA/O&M | 901-000603 | Blink 5 Year Pt d Labor Warranty - Dual Station | 5 Year Parts and Labor Warranty - Dual Station | 1536 | 1505.28
Blink | Level 3 Hardware | 01-0400 | Blink Blink Ml arger - 32A - 3yrs parts - 3yrs parts and labor warranty | Blink Mobile Charger - 32A - 3yrs parts and labor warranty | 4999 | 4899.02
Blink | Level 3 Hardware | 201-000046-A | Blink Blink 9040 - Series 9 DCFC - 40kW, 16ft, w/ Credit Card Reader, Single CCS1 Plug - No Cable Management (See Accessories for mounting options) Includes 2 | Blink 9040 - Series 9 DCFC - 40kW, 16ft, w/ Credit Card Reader, Single CCS1 Plug - No Cable Management (See Accessories for mounting options) Includes 2 year part warranty | 13999 | 13719.02
Blink | Level 3 Hardware | 01-0561 | Blink 30kW Single DCFC - 100AMPS/Single CCS1 Plug/NO Cable Management, NO Credit Card Reader (See Accessories for mounting options) Includes a 2 | 30kW Single DCFC - 100AMPS/Single CCS1 Plug/NO Cable Management, NO Credit Card Reader (See Accessories for mounting options) Includes a 2 year parts warranty | 12999 | 12739.02
Blink | Level 3 Hardware | 01-0562 | Blink 60kW Dual DCFC - 140AMPS/1,000VDC Dual CCS1 Plugs (16ft), Cable Management, Credit Card Reader, 4G Modem . Includes a 2 | 60kW Dual DCFC - 140AMPS/1,000VDC Dual CCS1 Plugs (16ft), Cable Management, Credit Card Reader, 4G Modem . Includes a 2 year parts warranty | 29999 | 29399.02
Blink | Level 3 Hardware | 01-0562-CCS/NACS | Blink 60kW Dual DCFC - 140AMPS/1,000VDC CCS1/NACS Plugs (16ft), Cable Management, Credit Card Reader, 4G Modem . Includes a 2 | 60kW Dual DCFC - 140AMPS/1,000VDC CCS1/NACS Plugs (16ft), Cable Management, Credit Card Reader, 4G Modem . Includes a 2 year parts warranty | 29999 | 29399.02
Blink | Level 3 Hardware | 01-0562-NACS/NACS | Blink 60kW Dual DCFC - 140AMPS/1,000VDC Dual NACS Plugs (16ft), Cable Management, Credit Card Reader, 4G Modem . Includes a 2 | 60kW Dual DCFC - 140AMPS/1,000VDC Dual NACS Plugs (16ft), Cable Management, Credit Card Reader, 4G Modem . Includes a 2 year parts warranty | 29999 | 29399.02
Blink | Level 3 Hardware | 200‐000054‐A | Blink 120kW D C - 300AMPS / 1,000VDC / Dual ‐ CCS1/CCS1 ‐ 23ft - Includes a 2 - Includes a 2 year parts warranty | 120kW Dual DCFC - 300AMPS / 1,000VDC / Dual ‐ CCS1/CCS1 ‐ 23ft - Includes a 2 year parts warranty | 56999 | 55859.02
Blink | Level 3 Hardware | 01-0577/C32 | Blink 120kW D C - 300AMPS/1,000VDC/Dual CCS1 Plugs 32ft, 300AMP Cable, Cable Management, Credit Card Reader Includes a 2 - 300AMPS/1,000VDC/Dual CCS1 Plugs 32ft, 300AMP Cable, Cable Management, Credit Card Reader Includes a 2 year parts warranty | 120kW Dual DCFC - 300AMPS/1,000VDC/Dual CCS1 Plugs 32ft, 300AMP Cable, Cable Management, Credit Card Reader Includes a 2 year parts warranty | 56999 | 55859.02
Blink | Level 3 Hardware | 01-0577/CCS/NACS | Blink 120kW D C - 300AMPS/1,000VDC/CCS1/NACS Plugs 32ft, 300AMP Cable, Cable Management, Credit Card Reader Includes a 2 - 300AMPS/1,000VDC/CCS1/NACS Plugs 32ft, 300AMP Cable, Cable Management, Credit Card Reader Includes a 2 year parts warranty | 120kW Dual DCFC - 300AMPS/1,000VDC/CCS1/NACS Plugs 32ft, 300AMP Cable, Cable Management, Credit Card Reader Includes a 2 year parts warranty | 56999 | 55859.02
Blink | Level 3 Hardware | 01-0577/NACS/NACS | Blink 120kW D C - 300AMPS/1,000VDC/Dual NACS Plugs 32ft, 300AMP Cable, Cable Management, Credit Card Reader Includes a 2 - 300AMPS/1,000VDC/Dual NACS Plugs 32ft, 300AMP Cable, Cable Management, Credit Card Reader Includes a 2 year parts warranty | 120kW Dual DCFC - 300AMPS/1,000VDC/Dual NACS Plugs 32ft, 300AMP Cable, Cable Management, Credit Card Reader Includes a 2 year parts warranty | 56999 | 55859.02
Blink | Level 3 Hardware | 01-0578 | Blink 180kW Dual DCFC - 300AMPS/1,000VDC/Dual CCS1 Plugs (16ft), 300AMP Cable, Cable Management, Credit Card Reader Includes a 2 | 180kW Dual DCFC - 300AMPS/1,000VDC/Dual CCS1 Plugs (16ft), 300AMP Cable, Cable Management, Credit Card Reader Includes a 2 year parts warranty | 77499 | 75949.02
Blink | Level 3 Hardware | 01-0578 -CCS/NACS | Blink 180kW Dual DCFC - 300AMPS/1,000VDC/ CCS1/NACS Plugs (16ft), 300AMP Cable, Cable Management, Credit Card Reader Includes a 2 | 180kW Dual DCFC - 300AMPS/1,000VDC/ CCS1/NACS Plugs (16ft), 300AMP Cable, Cable Management, Credit Card Reader Includes a 2 year parts warranty | 77499 | 75949.02
Blink | Level 3 Hardware | 01-0578 - NACS/NACS | Blink 180kW Dual DCFC - 300AMPS/1,000VDC/Dual NACS Plugs (16ft), 300AMP Cable, Cable Management, Credit Card Reader Includes a 2 | 180kW Dual DCFC - 300AMPS/1,000VDC/Dual NACS Plugs (16ft), 300AMP Cable, Cable Management, Credit Card Reader Includes a 2 year parts warranty | 77499 | 75949.02
Blink | Level 3 Hardware | 200‐000320‐A | Blink 200kW DCFC S1/CCS1 - Includes a 2 - Includes a 2 year parts warranty | 200kW DCFC ‐ CCS1/CCS1 - Includes a 2 year parts warranty | 114000 | 111720
Blink | Level 3 Hardware | 01-0581 | Blink 240kW Dual DCFC - 300AMPS/1,000VDC/Dual CCS1 (16ft), 300AMP Cable, Cable Management, Credit Card Reader Includes a 2 | 240kW Dual DCFC - 300AMPS/1,000VDC/Dual CCS1 (16ft), 300AMP Cable, Cable Management, Credit Card Reader Includes a 2 year parts warranty | 124999 | 122499.02
Blink | Level 3 Hardware | 01-0568 | Blink 300kW A5016ft dual CCS1 plugs, Cable Management, Credit Card Reader Includes a 2 - w/500A 16ft dual CCS1 plugs, Cable Management, Credit Card Reader Includes a 2 year parts warranty | 300kW - w/500A 16ft dual CCS1 plugs, Cable Management, Credit Card Reader Includes a 2 year parts warranty | 151999 | 148959.02
Blink | Level 3 Hardware | 01-0569 | Blink 360kW A5016ft dual CCS1 plugs, Cable Management, Credit Card Reader Includes a 2 - w/500A 16ft dual CCS1 plugs, Cable Management, Credit Card Reader Includes a 2 year parts warranty | 360kW - w/500A 16ft dual CCS1 plugs, Cable Management, Credit Card Reader Includes a 2 year parts warranty | 172999 | 169539.02
Blink | Accessories | 202-000085-A | Blink Blink S-Sies - Series 9 Wall Mount | Blink 9040- Series 9 Wall Mount | 599 | 587.02
Blink | Accessories | 202-000084-A | Blink Blink S-Sie- Series 9 Pedestal | Blink 9040- Series 9 Pedestal | 899 | 881.02
Blink | Accessories | 01-0520 | Blink 30kW W est- 30kW Pedestal | 30kW- 30kW Pedestal | 999 | 979.02
Blink | Network Plans | Network | Blink 30kW W C - Service | 30kW/40kW DCFC Annual Network Service | 480 | 470.4
Blink | Network Plans | Network | Blink 60kW WW 0kW, 240kW, 300kW, 360 kW - - Annual Network Services | 60kW, 120kW, 180kW, 240kW, 300kW, 360 kW - Annual Network Services | 960 | 940.8
Blink | Warranty/SLA/O&M | 901-000086 | Blink Blink S0Wyr Parts and - Warranty | Blink S9 40kW 3yr Parts and Labor - Warranty | 4990 | 4890.2
Blink | Warranty/SLA/O&M | 901-000087 | Blink Blink S0Wyr Parts and - Warranty | Blink S9 40kW 5yr Parts and Labor - Warranty | 8990 | 8810.2
Blink | Warranty/SLA/O&M | 901-000086 | Blink Tellus WWeended 3yr parts - warranty | Tellus 30kW extended 3yr parts and labor warranty | 4990 | 4890.2
Blink | Warranty/SLA/O&M | 901-000087 | Blink Tellus WWeended 5yr parts - warranty | Tellus 30kW extended 5yr parts and labor warranty | 8990 | 8810.2
Blink | Warranty/SLA/O&M | 50-0332 | Blink Tellus WWeended 3yr parts - warranty | Tellus 60kW extended 3yr parts and labor warranty | 5490 | 5380.2
Blink | Warranty/SLA/O&M | 50-0532 | Blink Tellus WWeended 5yr parts - warranty | Tellus 60kW extended 5yr parts and labor warranty | 10490 | 10280.2
Blink | Warranty/SLA/O&M | 50-0335 | Blink Tellus Wk tended 3yr parts - warranty | Tellus 120kW extended 3yr parts and labor warranty | 5990 | 5870.2
Blink | Warranty/SLA/O&M | 50-0535 | Blink Tellus Wk tended 5yr parts - warranty | Tellus 120kW extended 5yr parts and labor warranty | 11990 | 11750.2
Blink | Warranty/SLA/O&M | 50-0336 | Blink Tellus Wk tended 3yr parts - warranty | Tellus 180kW extended 3yr parts and labor warranty | 7490 | 7340.2
Blink | Warranty/SLA/O&M | 50-0536 | Blink Tellus Wk tended 5yr parts - warranty | Tellus 180kW extended 5yr parts and labor warranty | 13990 | 13710.2
Blink | Warranty/SLA/O&M | 901-000094 | Blink 200kW ene- warranty | 200kW extended 3yr parts and labor warranty | 12990 | 12730.2
Blink | Warranty/SLA/O&M | 901-000090 | Blink 200kW ene- warranty | 200kW extended 5yr parts and labor warranty | 15990 | 15670.2
Blink | Warranty/SLA/O&M | 901-000094 | Blink Tellus Wk tended 3yr parts - warranty | Tellus 240kW extended 3yr parts and labor warranty | 12990 | 12730.2
Blink | Warranty/SLA/O&M | 901-000090 | Blink Tellus Wk tended 5yr parts - warranty | Tellus 240kW extended 5yr parts and labor warranty | 15990 | 15670.2
Blink | Warranty/SLA/O&M | 901-000088 | Blink Tellus Wk tended 3yr parts - warranty | Tellus 300kW extended 3yr parts and labor warranty | 14490 | 14200.2
0
BTC Power | Level 2 Hardware | L2P-80-240-15-001 | BTC Power L2 MAX | 80A Dual Port AC Level 2 Pedestal Unit-RFID | 7444 | 7295.12
BTC Power | Level 2 Hardware | L2P-80-240-16-001 | BTC Power L2 MAX | 80A SINGLE Port AC Level 2 Pedestal Unit-RFID | 5778 | 5662.44
BTC Power | Level 2 Hardware | L2P-48-240-15-001 | BTC Power L2 MAX | 48A Dual Port AC Level 2 Pedestal Unit-RFID | 6889 | 6751.22
BTC Power | Level 2 Hardware | L2P-48-240-16-001 | BTC Power L2 MAX | 48A SINGLE Port AC Level 2 Pedestal Unit-RFID | 5333 | 5226.34
BTC Power | Level 2 Hardware | L2P-32-240-15-001 | BTC Power L2 MAX | 32A Dual Port AC Level 2 Pedestal Unit-RFID | 6500 | 6370
BTC Power | Level 2 Hardware | L2P-32-240-16-001 | BTC Power L2 MAX | 32A SINGLE Port AC Level 2 Pedestal Unit-RFID | 5000 | 4900
BTC Power | Level 2 Hardware | L2P-80-240-15-005 | BTC Power L2 MAX | 80A Dual Port AC Level 2 Pedestal Unit- NAYAX + RFID | 8556 | 8384.88
BTC Power | Level 2 Hardware | L2P-80-240-16-005 | BTC Power L2 MAX | 80A SINGLE Port AC Level 2 Pedestal Unit- NAYAX + RFID | 6889 | 6751.22
BTC Power | Level 2 Hardware | L2P-48-240-15-005 | BTC Power L2 MAX | 48A Dual Port AC Level 2 Pedestal Unit- NAYAX + RFID | 8000 | 7840
BTC Power | Level 2 Hardware | L2P-48-240-16-005 | BTC Power L2 MAX | 48A SINGLE Port AC Level 2 Pedestal Unit- NAYAX + RFID | 6444 | 6315.12
BTC Power | Level 2 Hardware | L2P-32-240-15-005 | BTC Power L2 MAX | 32A Dual Port AC Level 2 Pedestal Unit- NAYAX + RFID | 7611 | 7458.78
BTC Power | Level 2 Hardware | L2P-32-240-16-005 | BTC Power L2 MAX | 32A SINGLE Port AC Level 2 Pedestal Unit- NAYAX + RFID | 6111 | 5988.78
BTC Power | Level 2 Hardware | L2W-80-240-15-001 | BTC Power L2 MAX | 80A Dual Port AC Level 2 Wall Mount Unit-RFID | 7444 | 7295.12
BTC Power | Level 2 Hardware | L2W-80-240-16-001 | BTC Power L2 MAX | 80A SINGLE Port AC Level 2 Wall Mount Unit-RFID | 5778 | 5662.44
BTC Power | Level 2 Hardware | L2W-48-240-15-001 | BTC Power L2 MAX | 48A Dual Port AC Level 2 Wall Mount Unit-RFID | 6889 | 6751.22
BTC Power | Level 2 Hardware | L2W-48-240-16-001 | BTC Power L2 MAX | 48A SINGLE Port AC Level 2 Wall Mount Unit-RFID | 5333 | 5226.34
BTC Power | Level 2 Hardware | L2W-32-240-15-001 | BTC Power L2 MAX | 32A Dual Port AC Level 2 Wall Mount Unit-RFID | 6500 | 6370
BTC Power | Level 2 Hardware | L2W-32-240-16-001 | BTC Power L2 MAX | 32A SINGLE Port AC Level 2 Wall Mount Unit-RFID | 5000 | 4900
BTC Power | Level 2 Hardware | L2W-80-240-15-005 | BTC Power L2 MAX | 80A Dual Port AC Level 2 Wall Mount Unit- NAYAX + RFID | 8556 | 8384.88
BTC Power | Level 2 Hardware | L2W-80-240-16-005 | BTC Power L2 MAX | 80A SINGLE Port AC Level 2 Wall Mount Unit- NAYAX + RFID | 6889 | 6751.22
BTC Power | Level 2 Hardware | L2W-48-240-15-005 | BTC Power L2 MAX | 48A Dual Port AC Level 2 Wall Mount Unit- NAYAX + RFID | 8000 | 7840
BTC Power | Level 2 Hardware | L2W-48-240-16-005 | BTC Power L2 MAX | 48A SINGLE Port AC Level 2 Wall Mount Unit- NAYAX + RFID | 6444 | 6315.12
BTC Power | Level 2 Hardware | L2W-32-240-15-005 | BTC Power L2 MAX | 32A Dual Port AC Level 2 Wall Mount Unit- NAYAX + RFID | 7611 | 7458.78
BTC Power | Level 2 Hardware | L2W-32-240-16-005 | BTC Power L2 MAX | 32A SINGLE Port AC Level 2 Wall Mount Unit- NAYAX + RFID | 6111 | 5988.78
BTC Power | Accessories | 130-0745-01 | BTC Power Cord Retractor | BTC Power Cord Retractor for 32A (per port) | 399 | 391.02
BTC Power | Accessories | 130-0746-0101 | BTC Power Cord Retractor | BTC Power Cord Retractor for 48 and 80A (per port) | 449 | 440.02
BTC Power | Level 3 Hardware | L3A-120-480-202-015 | AIO | 120kW AIO, 200A-CCS1/200A-CCS1, Non-Cooled, RFID | 55556 | 54444.88
BTC Power | Level 3 Hardware | L3A-120-480-202-016 | AIO | 120kW AIO, 200A-CCS1/200A-CCS1, Non-Cooled, RFID, Payter P68 | 56667 | 55533.66
BTC Power | Level 3 Hardware | L3A-120-480-205-015 | AIO | 120kW AIO, 200A-CCS1/Empty, Non-Cooled, RFID | 53333 | 52266.34
BTC Power | Level 3 Hardware | L3A-120-480-205-016 | AIO | 120kW AIO, 200A-CCS1/Empty, Non-Cooled, RFID, Payter P68 | 54444 | 53355.12
BTC Power | Level 3 Hardware | L3A-180-480-502-015 | AIO | 180kW AIO, 500A-CCS1/500A-CCS1, Liquid-Cooled, RFID | 66667 | 65333.66
BTC Power | Level 3 Hardware | L3A-180-480-502-016 | AIO | 180kW AIO, 500A-CCS1/500A-CCS1, Liquid-Cooled, RFID, Payter P68 | 67778 | 66422.44
BTC Power | Level 3 Hardware | L3A-180-480-505-015 | AIO | 180kW AIO, 500A-CCS1/Empty, Liquid-Cooled, RFID | 62778 | 61522.44
BTC Power | Level 3 Hardware | L3A-180-480-505-016 | AIO | 180kW AIO, 500A-CCS1/Empty, Liquid-Cooled, RFID, Payter P68 | 63889 | 62611.22
BTC Power | Level 3 Hardware | L3A-180-480-502-316 | AIO | 180kW AIO, 500A-CCS1/500A-CCS1, Liquid-Cooled, RFID, Payter P68, 32" Display | 73889 | 72411.22
BTC Power | Level 3 Hardware | HPCT2-180-480-2 | Tower | Gen 4 Tower 180kW, 2-Channel | 53000 | 51940
BTC Power | Level 3 Hardware | HPCT2-360-480-2 | Tower | Gen 4 Tower 360kW, 2-Channel | 65556 | 64244.88
BTC Power | Level 3 Hardware | HPCT3-360-480-4 | Tower | Gen 4 Tower 360kW, 4-Channel | 73333 | 71866.34
BTC Power | Level 3 Hardware | HPCD7-450-D02-015 | Public Dispenser | Gen 4 Public Dispenser 500A-CCS1/500A-CCS1 (450A Simultaneous), Liquid-Cooled, RFID | 50000 | 49000
BTC Power | Level 3 Hardware | HPCD7-450-D02-019 | Public Dispenser | Gen 4 Public Dispenser 500A-CCS1/500A-CCS1 (450A Simultaneous), Liquid-Cooled, RFID, Nayax | 51111 | 50088.78
BTC Power | Level 3 Hardware | HPCD7-500-S05-015 | Public Dispenser | Gen 4 Public Dispenser 500A-CCS1/Empty, Liquid-Cooled, RFID | 43333 | 42466.34
BTC Power | Level 3 Hardware | HPCD7-500-S05-019 | Public Dispenser | Gen 4 Public Dispenser 500A-CCS1/Empty Liquid-Cooled, RFID, Nayax | 44444 | 43555.12
BTC Power | Installation/Ancillary | Comm-HPC | Commissioning | Initial Inspection and Turn On by BTCPower Technician (Price Per Tower) | 2600 | 2548
BTC Power | Installation/Ancillary | Comm-L3 | Commissioning | Initial Inspection and Turn On by BTCPower Technician (Price Per Unit) | 1900 | 1862
BTC Power | Level 3 Hardware (Buy America) | B3A-150-480-505-016 | Buy America AIO | Buy America 150kW AIO, 500A-CCS1/Empty, Liquid-Cooled, RFID, Payter P68 | 75556 | 74044.88
BTC Power | Level 3 Hardware (Buy America) | B3A-180-480-502-015 | Buy America AIO | Buy America 180kW AIO, 500A-CCS1/500A-CCS1, Liquid-Cooled, RFID | 81111 | 79488.78
BTC Power | Level 3 Hardware (Buy America) | B3A-180-480-502-016 | Buy America AIO | Buy America 180kW AIO, 500A-CCS1/500A-CCS1, Liquid-Cooled, RFID, Payter P68 | 82222 | 80577.56
BTC Power | Level 3 Hardware (Buy America) | B3A-180-480-505-016 | Buy America AIO | Buy America 180kW AIO, 500A-CCS1/Empty, Liquid-Cooled, RFID, Payter P68 | 77778 | 76222.44
BTC Power | Level 3 Hardware (Buy America) | BHPCT3-300-480-2 | Buy America Tower | Buy America Gen 4 Tower 300kW, 2-Channel | 73333 | 71866.34
BTC Power | Level 3 Hardware (Buy America) | BHPCT3-360-480-2 | Buy America Tower | Buy America Gen 4 Tower 360kW, 2-Channel | 78667 | 77093.66
BTC Power | Level 3 Hardware (Buy America) | BHPCT3-360-480-4 | Buy America Tower | Buy America Gen 4 Tower 360kW, 4-Channel | 91667 | 89833.66
BTC Power | Level 3 Hardware (Buy America) | BHPCD7-450-D02-015 | Buy America Public Dispenser | Buy America Gen 4 Public Dispenser 500A-CCS1/500A-CCS1 (450 Simultaneous), Liquid-Cooled, RFID | 58889 | 57711.22
BTC Power | Level 3 Hardware (Buy America) | BHPCD7-450-D02-019 | Buy America Public Dispenser | Buy America Gen 4 Public Dispenser 500A-CCS1/500A-CCS1 (450 Simultaneous), Liquid-Cooled, RFID, Nayax | 60000 | 58800
0
ChargeLab | Network Plans | BSC-L2-MO | ChargeLab Basic Plan - Level 2 port - Monthly | OCPP charger networking: Dashboard, reporting, access control, pricing mgmt., revenue collection, power mgmt., Spark™ AI, and 24/7 support. Monetized chargers will incur a $0.50 + 8% transaction fee. | 12 | 11.76
ChargeLab | Network Plans | BSC-L2-MO-4G | ChargeLab Basic Plan with 4G - Level 2 port - Monthly | OCPP charger networking: Dashboard, reporting, access control, pricing mgmt., revenue collection, power mgmt., Spark™ AI, and 24/7 support. Monetized chargers will incur a $0.50 + 8% transaction fee. | 18 | 17.64
ChargeLab | Network Plans | BSC-L2-1YR | ChargeLab Basic Plan - Level 2 port - 1 year | OCPP charger networking: Dashboard, reporting, access control, pricing mgmt., revenue collection, power mgmt., Spark™ AI, and 24/7 support. Monetized chargers will incur a $0.50 + 8% transaction fee. | 144 | 141.12
ChargeLab | Network Plans | BSC-L2-1YR-4G | ChargeLab Basic Plan with 4G - Level 2 port - 1 year | OCPP charger networking: Dashboard, reporting, access control, pricing mgmt., revenue collection, power mgmt., Spark™ AI, and 24/7 support. Monetized chargers will incur a $0.50 + 8% transaction fee. | 216 | 211.68
ChargeLab | Network Plans | BSC-L2-3YR | ChargeLab Basic Plan - Level 2 port - 3 year | OCPP charger networking: Dashboard, reporting, access control, pricing mgmt., revenue collection, power mgmt., Spark™ AI, and 24/7 support. Monetized chargers will incur a $0.50 + 8% transaction fee. | 389 | 381.22
ChargeLab | Network Plans | BSC-L2-3YR-4G | ChargeLab Basic Plan with 4G - Level 2 port - 3 year | OCPP charger networking: Dashboard, reporting, access control, pricing mgmt., revenue collection, power mgmt., Spark™ AI, and 24/7 support. Monetized chargers will incur a $0.50 + 8% transaction fee. | 606 | 593.88
ChargeLab | Network Plans | BSC-L2-5YR | ChargeLab Basic Plan - Level 2 port - 5 year | OCPP charger networking: Dashboard, reporting, access control, pricing mgmt., revenue collection, power mgmt., Spark™ AI, and 24/7 support. Monetized chargers will incur a $0.50 + 8% transaction fee. | 576 | 564.48
ChargeLab | Network Plans | BSC-L2-5YR-4G | ChargeLab Basic Plan with 4G - Level 2 port - 5 year | OCPP charger networking: Dashboard, reporting, access control, pricing mgmt., revenue collection, power mgmt., Spark™ AI, and 24/7 support. Monetized chargers will incur a $0.50 + 8% transaction fee. | 936 | 917.28
ChargeLab | Network Plans | BSC-DC-MO | ChargeLab Basic Plan - DCFC port - Monthly | OCPP charger networking: Dashboard, reporting, access control, pricing mgmt., revenue collection, power mgmt., Spark™ AI, and 24/7 support. Monetized chargers will incur a $0.50 + 8% transaction fee. | 24 | 23.52
ChargeLab | Network Plans | BSC-DC-MO-4G | ChargeLab Basic Plan with 4G - DCFC port - Monthly | OCPP charger networking: Dashboard, reporting, access control, pricing mgmt., revenue collection, power mgmt., Spark™ AI, and 24/7 support. Monetized chargers will incur a $0.50 + 8% transaction fee. | 36 | 35.28
ChargeLab | Network Plans | BSC-DC-1YR | ChargeLab Basic Plan - DCFC port - 1 year | OCPP charger networking: Dashboard, reporting, access control, pricing mgmt., revenue collection, power mgmt., Spark™ AI, and 24/7 support. Monetized chargers will incur a $0.50 + 8% transaction fee. | 288 | 282.24
ChargeLab | Network Plans | BSC-DC-1YR-4G | ChargeLab Basic Plan with 4G - DCFC port - 1 year | OCPP charger networking: Dashboard, reporting, access control, pricing mgmt., revenue collection, power mgmt., Spark™ AI, and 24/7 support. Monetized chargers will incur a $0.50 + 8% transaction fee. | 432 | 423.36
ChargeLab | Network Plans | BSC-DC-3Y | ChargeLab Basic Plan - DCFC port - 3 year | OCPP charger networking: Dashboard, reporting, access control, pricing mgmt., revenue collection, power mgmt., Spark™ AI, and 24/7 support. Monetized chargers will incur a $0.50 + 8% transaction fee. | 778 | 762.44
ChargeLab | Network Plans | BSC-DC-3Y-4G | ChargeLab Basic Plan with 4G - DCFC port - 3 year | OCPP charger networking: Dashboard, reporting, access control, pricing mgmt., revenue collection, power mgmt., Spark™ AI, and 24/7 support. Monetized chargers will incur a $0.50 + 8% transaction fee. | 1210 | 1185.8
ChargeLab | Network Plans | BSC-DC-5YR | ChargeLab Basic Plan - DCFC port - 5 year | OCPP charger networking: Dashboard, reporting, access control, pricing mgmt., revenue collection, power mgmt., Spark™ AI, and 24/7 support. Monetized chargers will incur a $0.50 + 8% transaction fee. | 1296 | 1270.08
ChargeLab | Network Plans | BSC-DC-5YR-4G | ChargeLab Basic Plan with 4G - DCFC port - 5 year | OCPP charger networking: Dashboard, reporting, access control, pricing mgmt., revenue collection, power mgmt., Spark™ AI, and 24/7 support. Monetized chargers will incur a $0.50 + 8% transaction fee. | 2016 | 1975.68
ChargeLab | Network Plans | PRO-L2-MO | ChargeLab Pro Plan - Level 2 port - Monthly | OCPP charger networking: Dashboard, reporting, access control, pricing mgmt., revenue collection, dynamic power mgmt., Spark™ AI, and 24/7 support. Monetized chargers will incur a $0.30 + 2.9% transaction fee. | 24 | 23.52
ChargeLab | Network Plans | PRO-L2-MO-4G | ChargeLab Pro Plan with 4G - Level 2 port - Monthly | OCPP charger networking: Dashboard, reporting, access control, pricing mgmt., revenue collection, dynamic power mgmt., Spark™ AI, and 24/7 support. Monetized chargers will incur a $0.30 + 2.9% transaction fee. | 24 | 23.52
ChargeLab | Network Plans | PRO-L2-1YR | ChargeLab Pro Plan - Level 2 port - 1 year | OCPP charger networking: Dashboard, reporting, access control, pricing mgmt., revenue collection, dynamic power mgmt., Spark™ AI, and 24/7 support. Monetized chargers will incur a $0.30 + 2.9% transaction fee. | 288 | 282.24
ChargeLab | Network Plans | PRO-L2-1YR-4G | ChargeLab Pro Plan with 4G - Level 2 port - 1 year | OCPP charger networking: Dashboard, reporting, access control, pricing mgmt., revenue collection, dynamic power mgmt., Spark™ AI, and 24/7 support. Monetized chargers will incur a $0.30 + 2.9% transaction fee. | 288 | 282.24
ChargeLab | Network Plans | PRO-L2-3YR | ChargeLab Pro Plan - Level 2 port - 3 year | OCPP charger networking: Dashboard, reporting, access control, pricing mgmt., revenue collection, dynamic power mgmt., Spark™ AI, and 24/7 support. Monetized chargers will incur a $0.30 + 2.9% transaction fee. | 778 | 762.44
ChargeLab | Network Plans | PRO-L2-3YR-4G | ChargeLab Pro Plan with 4G - Level 2 port - 3 year | OCPP charger networking: Dashboard, reporting, access control, pricing mgmt., revenue collection, dynamic power mgmt., Spark™ AI, and 24/7 support. Monetized chargers will incur a $0.30 + 2.9% transaction fee. | 778 | 762.44
ChargeLab | Network Plans | PRO-L2-5YR | ChargeLab Pro Plan - Level 2 port - 5 year | OCPP charger networking: Dashboard, reporting, access control, pricing mgmt., revenue collection, dynamic power mgmt., Spark™ AI, and 24/7 support. Monetized chargers will incur a $0.30 + 2.9% transaction fee. | 1152 | 1128.96
ChargeLab | Network Plans | PRO-L2-5YR-4G | ChargeLab Pro Plan with 4G - Level 2 port - 5 year | OCPP charger networking: Dashboard, reporting, access control, pricing mgmt., revenue collection, dynamic power mgmt., Spark™ AI, and 24/7 support. Monetized chargers will incur a $0.30 + 2.9% transaction fee. | 1152 | 1128.96
ChargeLab | Network Plans | PRO-DC-MO | ChargeLab Pro Plan - DCFC port - Monthly | OCPP charger networking: Dashboard, reporting, access control, pricing mgmt., revenue collection, dynamic power mgmt., Spark™ AI, and 24/7 support. Monetized chargers will incur a $0.30 + 2.9% transaction fee. | 48 | 47.04
ChargeLab | Network Plans | PRO-DC-MO-4G | ChargeLab Pro Plan with 4G - DCFC port - Monthly | OCPP charger networking: Dashboard, reporting, access control, pricing mgmt., revenue collection, dynamic power mgmt., Spark™ AI, and 24/7 support. Monetized chargers will incur a $0.30 + 2.9% transaction fee. | 48 | 47.04
ChargeLab | Network Plans | PRO-DC-1YR | ChargeLab Pro Plan - DCFC port - 1 year | OCPP charger networking: Dashboard, reporting, access control, pricing mgmt., revenue collection, dynamic power mgmt., Spark™ AI, and 24/7 support. Monetized chargers will incur a $0.30 + 2.9% transaction fee. | 576 | 564.48
ChargeLab | Network Plans | PRO-DC-1YR-4G | ChargeLab Pro Plan with 4G - DCFC port - 1 year | OCPP charger networking: Dashboard, reporting, access control, pricing mgmt., revenue collection, dynamic power mgmt., Spark™ AI, and 24/7 support. Monetized chargers will incur a $0.30 + 2.9% transaction fee. | 576 | 564.48
ChargeLab | Network Plans | PRO-DC-3YR | ChargeLab Pro Plan - DCFC port - 3 year | OCPP charger networking: Dashboard, reporting, access control, pricing mgmt., revenue collection, dynamic power mgmt., Spark™ AI, and 24/7 support. Monetized chargers will incur a $0.30 + 2.9% transaction fee. | 1556 | 1524.88
ChargeLab | Network Plans | PRO-DC-3YR-4G | ChargeLab Pro Plan with 4G - DCFC port - 3 year | OCPP charger networking: Dashboard, reporting, access control, pricing mgmt., revenue collection, dynamic power mgmt., Spark™ AI, and 24/7 support. Monetized chargers will incur a $0.30 + 2.9% transaction fee. | 1556 | 1524.88
ChargeLab | Network Plans | PRO-DC-5YR | ChargeLab Pro Plan - DCFC port - 5 year | OCPP charger networking: Dashboard, reporting, access control, pricing mgmt., revenue collection, dynamic power mgmt., Spark™ AI, and 24/7 support. Monetized chargers will incur a $0.30 + 2.9% transaction fee. | 2304 | 2257.92
ChargeLab | Network Plans | PRO-DC-5YR-4G | ChargeLab Pro Plan with 4G - DCFC port - 5 year | OCPP charger networking: Dashboard, reporting, access control, pricing mgmt., revenue collection, dynamic power mgmt., Spark™ AI, and 24/7 support. Monetized chargers will incur a $0.30 + 2.9% transaction fee. | 2304 | 2257.92
ChargeLab | Network Plans | 4G-MO-L2 | 4G Data Plan - Level 2 port - Monthly | Monthly 4G data plan. Includes SIM card and ongoing cellular data for a single EV charging port. Included with Pro network plan | 6 | 5.88
ChargeLab | Network Plans | 4G-1YR-L2 | 4G Data Plan - Level 2 port - 1 year | Monthly 4G data plan. Includes SIM card and ongoing cellular data for a single EV charging port. Included with Pro network plan | 72 | 70.56
ChargeLab | Network Plans | 4G-3YR-L2 | 4G Data Plan - Level 2 port - 3 year | Monthly 4G data plan. Includes SIM card and ongoing cellular data for a single EV charging port. Included with Pro network plan | 216 | 211.68
ChargeLab | Network Plans | 4G-5YR-L2 | 4G Data Plan - Level 2 port - 5 year | Monthly 4G data plan. Includes SIM card and ongoing cellular data for a single EV charging port. Included with Pro network plan | 360 | 352.8
ChargeLab | Network Plans | 4G-MO-DC | 4G Data Plan - DCFC port - Monthly | Monthly 4G data plan. Includes SIM card and ongoing cellular data for a single EV charging port. Included with Pro network plan | 12 | 11.76
ChargeLab | Network Plans | 4G-1YR-DC | 4G Data Plan - DCFC port - 1 year | Monthly 4G data plan. Includes SIM card and ongoing cellular data for a single EV charging port. Included with Pro network plan | 144 | 141.12
ChargeLab | Network Plans | 4G-3YR-DC | 4G Data Plan - DCFC port - 3 year | Monthly 4G data plan. Includes SIM card and ongoing cellular data for a single EV charging port. Included with Pro network plan | 432 | 423.36
ChargeLab | Network Plans | 4G-5YR-DC | 4G Data Plan - DCFC port - 5 year | Monthly 4G data plan. Includes SIM card and ongoing cellular data for a single EV charging port. Included with Pro network plan | 720 | 705.6
ChargeLab | Network Plans | EYEDRO-CT-200 | Eyedro CT’s- 200 Amp Meter | Smart CT clamp kit to enable dynamic power management with the Pro network plan. Energy monitoring kit. Includes 3 sensors + Shipping | 315 | 308.7
ChargeLab | Network Plans | EYEDRO-CT-400 | Eyedro CT’s- 400 Amp Meter | Smart CT clamp kit to enable dynamic power management with the Pro network plan. Energy monitoring kit. Includes 3 sensors + Shipping | 505 | 494.9
ChargeLab | Network Plans | EYEDRO-CT-600 | Eyedro CT’s- 600 Amp Meter | Smart CT clamp kit to enable dynamic power management with the Pro network plan. Energy monitoring kit. Includes 3 sensors + Shipping | 530 | 519.4
ChargeLab | Network Plans | EYEDRO-CT-800 | Eyedro CT’s- 800 Amp Meter | Smart CT clamp kit to enable dynamic power management with the Pro network plan. Energy monitoring kit. Includes 3 sensors + Shipping | 555 | 543.9
ChargeLab | Network Plans | EYEDRO-CT-1200 | Eyedro CT’s- 1200 Amp Meter | Smart CT clamp kit to enable dynamic power management with the Pro network plan. Energy monitoring kit. Includes 3 sensors + Shipping | 580 | 568.4
ChargeLab | Network Plans | EYEDRO-CT-2000 | Eyedro CT’s- 2000 Amp Meter | Smart CT clamp kit to enable dynamic power management with the Pro network plan. Energy monitoring kit. Includes 3 sensors + Shipping | 630 | 617.4
ChargeLab | Network Plans | EYEDRO-CT-3000 | Eyedro CT’s- 3000 Amp Meter | Smart CT clamp kit to enable dynamic power management with the Pro network plan. Energy monitoring kit. Includes 3 sensors + Shipping | 660 | 646.8
ChargeLab | Network Plans | MODEM-CL | ChargeLab-configured modem | 4G/Wi-Fi modem configured by ChargeLab to improve connectivity and enable local control. | 795 | 779.1
ChargeLab | Network Plans | RFID-CL-1 | ChargeLab RFID card kit | Includes one (1) credit-card-sized RFID tag and one (1) key fob. Shipping and handling included. | 10 | 9.8
0
ChargePoint | Level 2 Hardware | CT4010-HD2-GW-LTE | ChargePoint CT4000 | CT4010, NA, AC Station (head unit), 1 x Type 1, 30A, 1 Phase, 18 foot Cable, 5.7" Display, CCC/RFID, LTE/WiFi, UL | 3020 | 2959.6
ChargePoint | Level 2 Hardware | CT4010-HD2-GW-LTE-CR | ChargePoint CT4000 | CT4010, NA, AC Station (head unit), 1 x Type 1, 30A, 1 Phase, 18 foot Cable, Cut Resisant, 5.7" Display, CCC/RFID, LTE/WiFi, UL | 3220 | 3155.6
ChargePoint | Level 2 Hardware | CT4011-GW1 | ChargePoint CT4000 | Single Output Gateway North America, Bollard Unit - 208/240V @30A with Cord Management | 5010 | 4909.8
ChargePoint | Level 2 Hardware | CT4011-GW1-CR | ChargePoint CT4000 | Single Output Gateway North America, Bollard Unit - 208/240V @30A with Cord Management and Cut Resistant Cables | 5210 | 5105.8
ChargePoint | Level 2 Hardware | CT4013-GW1 | ChargePoint CT4000 | Single Output Gateway North America, Wall Mount Unit - 208/240V @30A with Cord Management | 5010 | 4909.8
ChargePoint | Level 2 Hardware | CT4013-GW1-CR | ChargePoint CT4000 | Single Output Gateway North America, Wall Mount Unit - 208/240V @30A with Cord Management and Cut Resistant Cables | 5210 | 5105.8
ChargePoint | Level 2 Hardware | CT4020-HD2-GW-LTE | ChargePoint CT4000 | CT4020, NA, AC Station (head unit), 2 x Type 1, 30A, 1 Phase, 18 foot Cable, 5.7" Display, CCC/RFID, LTE/WiFi, UL | 5220 | 5115.6
ChargePoint | Level 2 Hardware | CT4020-HD2-GW-LTE-CR | ChargePoint CT4000 | CT4020, NA, AC Station (head unit), 2 x Type 1, 30A, 1 Phase, 18 foot Cable, Cut Resistant, 5.7" Display, CCC/RFID, LTE/WiFi, UL | 5620 | 5507.6
ChargePoint | Level 2 Hardware | CT4021-GW1 | ChargePoint CT4000 | Dual Output Gateway North America, Bollard Unit - 208/240V @30A with Cord Management | 7210 | 7065.8
ChargePoint | Level 2 Hardware | CT4021-GW1-CR | ChargePoint CT4000 | Dual Output Gateway North America, Bollard Unit - 208/240V @30A with Cord Management and Cut Resistant Cables | 7610 | 7457.8
ChargePoint | Level 2 Hardware | CT4023-GW1 | ChargePoint CT4000 | Dual Output Gateway North America, Wall Mount Unit - 208/240V @30A with Cord Management X | 7210 | 7065.8
ChargePoint | Level 2 Hardware | CT4023-GW1-CR | ChargePoint CT4000 | Dual Output Gateway North America, Wall Mount Unit - 208/240V @30A with Cord Management and Cut Resistant Cables | 7610 | 7457.8
ChargePoint | Level 2 Hardware | CT4025-GW1 | ChargePoint CT4000 | Dual Output Gateway North America, Bollard Unit - 208/240V @30A with 8' Cord Management (23' Cords) | 8210 | 8045.8
ChargePoint | Level 2 Hardware | CT4025-HD2-GW-LTE | ChargePoint CT4000 | CT4025, NA, AC Station (head unit), 2 x Type 1, 30A, 1 Phase, 23 foot Cable, 5.7" Display, CCC/RFID, LTE/WiFi, UL | 5700 | 5586
ChargePoint | Level 2 Hardware | CT4027-GW1 | ChargePoint CT4000 | Dual Output Gateway North America, Wall Mount Unit - 208/240V @30A with 8' Cord Management (23' Cords) | 8210 | 8045.8
ChargePoint | Accessories | CT4000-PMGMT | ChargePoint CT4000 Power Mgmt Kit | CT4000 Power Management Kit. Allows both ports on a dual port station to share a single 40A circuit (Power Share). Also allows a CT4000 to be set up to operate at a lower current (Power Select). | 65 | 63.7
ChargePoint | Warranty/SLA/O&M | CT4000-ASSURE1 | ChargePoint CT4000 - Assure 1YR | 1 prepaid year of ChargePoint Assure for CT4000 stations. Includes Parts and Labor Warranty, Remote Technical Support, On-Site Repairs when needed, Unlimited Configuration Changes, and Reporting. | 775 | 759.5
ChargePoint | Warranty/SLA/O&M | CT4000-ASSURE2 | ChargePoint CT4000 - Assure 2YR | 2 prepaid years of ChargePoint Assure for CT4000 stations. Includes Parts and Labor Warranty, Remote Technical Support, On-Site Repairs when needed, Unlimited Configuration Changes, and Reporting. | 1450 | 1421
ChargePoint | Warranty/SLA/O&M | CT4000-ASSURE3 | ChargePoint CT4000 - Assure 3YR | 3 prepaid years of ChargePoint Assure for CT4000 stations. Includes Parts and Labor Warranty, Remote Technical Support, On-Site Repairs when needed, Unlimited Configuration Changes, and Reporting. | 2125 | 2082.5
ChargePoint | Warranty/SLA/O&M | CT4000-ASSURE4 | ChargePoint CT4000 - Assure 4YR | 4 prepaid years of ChargePoint Assure for CT4000 stations. Includes Parts and Labor Warranty, Remote Technical Support, On-Site Repairs when needed, Unlimited Configuration Changes, and Reporting. | 2500 | 2450
ChargePoint | Warranty/SLA/O&M | CT4000-ASSURE5 | ChargePoint CT4000 - Assure 5YR | 5 prepaid year of ChargePoint Assure for CT4000 stations. Includes Parts and Labor Warranty, Remote Technical Support, On-Site Repairs when needed, Unlimited Configuration Changes, and Reporting. | 2550 | 2499
ChargePoint | Accessories | CT4000-CMT-NA | ChargePoint CT4000 | CT4000 Bollard Concrete Mounting Kit. Bolts: 5/8 - 11 x 9? F1554 Grade 55 hot-dipped galvanized threaded bolts - 3 ea. Nuts: 5/8 - Heavy Galvanized Hex Nuts (DH Rated) - 12 ea. Washers: Galvanized Washers (ASTM F436) - 9 ea. Plastic Template - 1 ea | 125 | 122.5
ChargePoint | Installation/Ancillary | CPSUPPORT-ACTIVE | ChargePoint CT4000/CP6000 Support Active | Initial Station Activation & Configuration Service includes activation of cloud services and configuration of radio groups, custom groups, connections, access control, visibility control, pricing, reports and alerts. One time initial service per station. | 395 | 387.1
ChargePoint | Installation/Ancillary | CT4000-INSTALL- COMMISSIONING | ChargePoint CT4000 Install - Commissioning | Customer works with their own contractor to perform all construction up to the point where the stations can be bolted down and connected. ChargePoint will then engage an authorized ChargePoint Partner to install the station on the prepared site and commission the station. This includes validating that the electrical capacity, transformers, panels, breakers, wiring, cellular coverage and station installation all meet ChargePoint published requirements and local codes. Upon successful commissioning, the customer will be eligible to obtain warranty coverage under a ChargePoint Maintenance plan, sold separately. Priced per CT4000 station. | 1350 | 1323
ChargePoint | Level 2 Hardware | CP6011B-40A-L5.5 | ChargePoint CP6000 | CP6011, NA, AC Station, 1 x Type 1 Cable, 40A (Limited per utility program requirement), 1-Phase, 18' Cable, 6' Cable Management Kit, Pedestal Mount, 8" Touch Display, Contactless Credit Card and RFID Reader, Cellular/WIFI, UL, Power Share Jumper, 2 YR Parts Warranty | 6150 | 6027
ChargePoint | Level 2 Hardware | CP6011B-50A-L5.5 | ChargePoint CP6000 | CP6011, NA, AC Station, 1 x Type 1 Cable, 50A, 1-Phase, 18' Cable, 6' Cable Management Kit, Pedestal Mount, 8" Touch Display, Contactless Credit Card and RFID Reader, Cellular, UL, Power Share Jumper, 2 YR Parts Warranty | 6150 | 6027
ChargePoint | Level 2 Hardware | CP6011B-50A-L7 | ChargePoint CP6000 | CP6011, NA, AC Station, 1 x Type 1 Cable, 50A, 1 Phase, 23' Cable, 8' Cable Management Kit, Pedestal Mount, 8" Touch Display, Contactless Credit Card and RFID Reader, Cellular, UL, Power Share Jumper, 2 YR Parts Warranty | 6668 | 6534.64
ChargePoint | Level 2 Hardware | CP6011B-80A-L5.5 | ChargePoint CP6000 | CP6011, NA, AC Station, 1 x Type 1 Cable, 80A, 1-Phase, 18' Cable, 6' Cable Management Kit, Pedestal Mount, 8" Touch Display, Contactless Credit Card and RFID Reader, Cellular, UL, Power Share Jumper, 2 YR Parts Warranty | 7020 | 6879.6
ChargePoint | Level 2 Hardware | CP6011B-80A-L7 | ChargePoint CP6000 | CP6011, NA, AC Station, 1 x Type 1 Cable, 80A, 1 Phase, 23' Cable, 8' Cable Management Kit, Pedestal Mount, 8" Touch Display, Contactless Credit Card and RFID Reader, Cellular, UL, Power Share Jumper, 2 YR Parts Warranty | 7538 | 7387.24
ChargePoint | Level 2 Hardware | CP6013B-50A-L5.5 | ChargePoint CP6000 | CP6013, NA, AC Station, 1 x Type 1 Cable, 50A, 1-Phase, 18' Cable, 6' Cable Management Kit, Wall Mount, 8" Touch Display, Contactless Credit Card and RFID Reader, Cellular, UL, Power Share Jumper, 2 YR Parts Warranty | 6150 | 6027
ChargePoint | Level 2 Hardware | CP6013B-50A-L7 | ChargePoint CP6000 | CP6013, NA, AC Station, 1 x Type 1 Cable, 50A, 1 Phase, 23' Cable, 8' Cable Management Kit, Wall Mount, 8" Touch Display, Contactless Credit Card and RFID Reader, Cellular, UL, Power Share Jumper, 2 YR Parts Warranty | 6668 | 6534.64
ChargePoint | Level 2 Hardware | CP6013B-80A-L5.5 | ChargePoint CP6000 | CP6013, NA, AC Station, 1 x Type 1 Cable, 80A, 1-Phase, 18' Cable, 6' Cable Management Kit, Wall Mount, 8" Touch Display, Contactless Credit Card and RFID Reader, Cellular, UL, Power Share Jumper, 2 YR Parts Warranty | 7020 | 6879.6
ChargePoint | Level 2 Hardware | CP6013B-80A-L7 | ChargePoint CP6000 | CP6013, NA, AC Station, 1 x Type 1 Cable, 80A, 1 Phase, 23' Cable, 8' Cable Management Kit, Wall Mount, 8" Touch Display, Contactless Credit Card and RFID Reader, Cellular, UL, Power Share Jumper, 2 YR Parts Warranty | 7538 | 7387.24
ChargePoint | Level 2 Hardware | CP6021B-40A-L5.5 | ChargePoint CP6000 | CP6021, NA, AC Station, 2 x Type 1 Cable, 40A (Limited per utility program requirement), 1-Phase, 18' Cable, 6' Cable Management Kit, Pedestal Mount, 8" Touch Display, Contactless Credit Card and RFID Reader, Cellular/WIFI, UL, Energy Star, Power Share Jumper, 2 YR Parts Warranty | 8086 | 7924.28
ChargePoint | Level 2 Hardware | CP6021B-50A-L5.5 | ChargePoint CP6000 | CP6021, NA, AC Station, 2 x Type 1 Cable, 50A, 1-Phase, 18' Cable, 6' Cable Management Kit, Pedestal Mount, 8" Touch Display, Contactless Credit Card and RFID Reader, Cellular, UL, Energy Star, Power Share Jumper, 2 YR Parts Warranty | 8086 | 7924.28
ChargePoint | Level 2 Hardware | CP6021B-50A-L7 | ChargePoint CP6000 | CP6021, NA, AC Station, 2 x Type 1 Cable, 50A, 1 Phase, 23' Cable, 8' Cable Management Kit, Pedestal Mount, 8" Touch Display, Contactless Credit Card and RFID Reader, Cellular, UL, Power Share Jumper, 2 YR Parts Warranty | 8722 | 8547.56
ChargePoint | Level 2 Hardware | CP6021B-80A-L5.5 | ChargePoint CP6000 | CP6021, NA, AC Station, 2 x Type 1 Cable, 80A, 1-Phase, 18' Cable, 6' Cable Management Kit, Pedestal Mount, 8" Touch Display, Contactless Credit Card and RFID Reader, Cellular, UL, Energy Star, Power Share Jumper, 2 YR Parts Warranty | 10425 | 10216.5
ChargePoint | Level 2 Hardware | CP6021B-80A-L7 | ChargePoint CP6000 | CP6021, NA, AC Station, 2 x Type 1 Cable, 80A, 1 Phase, 23' Cable, 8' Cable Management Kit, Pedestal Mount, 8" Touch Display, Contactless Credit Card and RFID Reader, Cellular, UL, Energy Star, Power Share Jumper, 2 YR Parts Warranty | 11061 | 10839.78
ChargePoint | Level 2 Hardware | CP6023B-50A-L5.5 | ChargePoint CP6000 | CP6023, NA, AC Station, 2 x Type 1 Cable, 50A, 1-Phase, 18' Cable, 6' Cable Management Kit, Wall Mount, 8" Touch Display, Contactless Credit Card and RFID Reader, Cellular, UL, Energy Star, Power Share Jumper, 2 YR Parts Warranty | 8086 | 7924.28
ChargePoint | Level 2 Hardware | CP6023B-50A-L7 | ChargePoint CP6000 | CP6023, NA, AC Station, 2 x Type 1 Cable, 50A, 1 Phase, 23' Cable, 8' Cable Management Kit, Wall Mount, 8" Touch Display, Contactless Credit Card and RFID Reader, Cellular, UL, Power Share Jumper, 2 YR Parts Warranty | 8722 | 8547.56
ChargePoint | Level 2 Hardware | CP6023B-80A-L5.5 | ChargePoint CP6000 | CP6023, NA, AC Station, 2 x Type 1 Cable, 80A, 1-Phase, 18' Cable, 6' Cable Management Kit, Wall Mount, 8" Touch Display, Contactless Credit Card and RFID Reader, Cellular, UL, Energy Star, Power Share Jumper, 2 YR Parts Warranty | 10425 | 10216.5
ChargePoint | Level 2 Hardware | CP6023B-80A-L7 | ChargePoint CP6000 | CP6023, NA, AC Station, 2 x Type 1 Cable, 80A, 1 Phase, 23' Cable, 8' Cable Management Kit, Wall Mount, 8" Touch Display, Contactless Credit Card and RFID Reader, Cellular, UL, Energy Star, Power Share Jumper, 2 YR Parts Warranty | 11061 | 10839.78
ChargePoint | Level 2 Hardware | CP6611B-40A-L5.5 | ChargePoint CP6000 | CP6611, NA, AC Station, 1 x Type 1 Cable, 1 x Omni port holster (enables J1772 and/or NACS vehicle charging), 40A (Limited per utility program requirement), 1-Phase, 18' Cable, 6' Cable Management Kit, Pedestal Mount, 8" Touch Display, Contactless Credit Card and RFID Reader, Cellular/WIFI, UL, Power Share Jumper, 2 YR Parts Warranty | 6150 | 6027
ChargePoint | Level 2 Hardware | CP6611B-50A-L5.5 | ChargePoint CP6000 | CP6611, NA, AC Station, 1 x Type 1 Cable, 1 x Omni port holster (enables J1772 and/or NACS vehicle charging), 50A, 1-Phase, 18' Cable, 6' Cable Management Kit, Pedestal Mount, 8" Touch Display, Contactless Credit Card and RFID Reader, Cellular, UL, Power Share Jumper, 2 YR Parts Warranty | 6150 | 6027
ChargePoint | Level 2 Hardware | CP6611B-50A-L7 | ChargePoint CP6000 | CP6611, NA, AC Station, 1 x Type 1 Cable, 1 x Omni port holster (enables J1772 and/or NACS vehicle charging), 50A, 1 Phase, 23' Cable, 8' Cable Management Kit, Pedestal Mount, 8" Touch Display, Contactless Credit Card and RFID Reader, Cellular, UL, Power Share Jumper, 2 YR Parts Warranty | 6668 | 6534.64
ChargePoint | Level 2 Hardware | CP6611B-80A-L5.5 | ChargePoint CP6000 | CP6611, NA, AC Station, 1 x Type 1 Cable, 1 x Omni port holster (enables J1772 and/or NACS vehicle charging), 80A, 1-Phase, 18' Cable, 6' Cable Management Kit, Pedestal Mount, 8" Touch Display, Contactless Credit Card and RFID Reader, Cellular, UL, Power Share Jumper, 2 YR Parts Warranty | 7650 | 7497
ChargePoint | Level 2 Hardware (Buy America) | CP6611B-80A-L5.5-FHWA | ChargePoint CP6000 | BUY AMERICA FHWA compliant. CP6611, NA, AC Station, 1 x Type 1 Cable, 1 x Omni port holster (enables J1772 and/or NACS vehicle charging), 80A, 1-Phase, 18' Cable, 6' Cable Management Kit, Pedestal Mount, 8" Touch Display, Contactless Credit Card and RFID Reader, Cellular, UL, Power Share Jumper, 2 YR Parts Warranty | 9593 | 9401.14
ChargePoint | Level 2 Hardware | CP6611B-80A-L7 | ChargePoint CP6000 | CP6611, NA, AC Station, 1 x Type 1 Cable, 1 x Omni port holster (enables J1772 and/or NACS vehicle charging), 80A, 1 Phase, 23' Cable, 8' Cable Management Kit, Pedestal Mount, 8" Touch Display, Contactless Credit Card and RFID Reader, Cellular, UL, Power Share Jumper, 2 YR Parts Warranty | 8168 | 8004.64
ChargePoint | Level 2 Hardware (Buy America) | CP6611B-80A-L7-FHWA | ChargePoint CP6000 | BUY AMERICA FHWA compliant. CP6611, NA, AC Station, 1 x Type 1 Cable, 1 x Omni port holster (enables J1772 and/or NACS vehicle charging), 80A, 1 Phase, 23' Cable, 8' Cable Management Kit, Pedestal Mount, 8" Touch Display, Contactless Credit Card and RFID Reader, Cellular, UL, Power Share Jumper, 2 YR Parts Warranty | 10231 | 10026.38
ChargePoint | Level 2 Hardware | CP6613B-50A-L5.5 | ChargePoint CP6000 | CP6613, NA, AC Station, 1 x Type 1 Cable, 1 x Omni port holster (enables J1772 and/or NACS vehicle charging), 50A, 1-Phase, 18' Cable, 6' Cable Management Kit, Wall Mount, 8" Touch Display, Contactless Credit Card and RFID Reader, Cellular, UL, Power Share Jumper, 2 YR Parts Warranty | 6150 | 6027
ChargePoint | Level 2 Hardware | CP6613B-50A-L7 | ChargePoint CP6000 | CP6613, NA, AC Station, 1 x Type 1 Cable, 1 x Omni port holster (enables J1772 and/or NACS vehicle charging), 50A, 1 Phase, 23' Cable, 8' Cable Management Kit, Wall Mount, 8" Touch Display, Contactless Credit Card and RFID Reader, Cellular, UL, Power Share Jumper, 2 YR Parts Warranty | 6668 | 6534.64
ChargePoint | Level 2 Hardware | CP6613B-80A-L5.5 | ChargePoint CP6000 | CP6613, NA, AC Station, 1 x Type 1 Cable, 1 x Omni port holster (enables J1772 and/or NACS vehicle charging), 80A, 1-Phase, 18' Cable, 6' Cable Management Kit, Wall Mount, 8" Touch Display, Contactless Credit Card and RFID Reader, Cellular, UL, Power Share Jumper, 2 YR Parts Warranty | 7650 | 7497
ChargePoint | Level 2 Hardware (Buy America) | CP6613B-80A-L5.5-FHWA | ChargePoint CP6000 | BUY AMERICA FHWA compliant. CP6613, NA, AC Station, 1 x Type 1 Cable, 1 x Omni port holster (enables J1772 and/or NACS vehicle charging), 80A, 1-Phase, 18' Cable, 6' Cable Management Kit, Wall Mount, 8" Touch Display, Contactless Credit Card and RFID Reader, Cellular, UL, Power Share Jumper, 2 YR Parts Warranty | 9593 | 9401.14
ChargePoint | Level 2 Hardware | CP6613B-80A-L7 | ChargePoint CP6000 | CP6613, NA, AC Station, 1 x Type 1 Cable, 1 x Omni port holster (enables J1772 and/or NACS vehicle charging), 80A, 1 Phase, 23' Cable, 8' Cable Management Kit, Wall Mount, 8" Touch Display, Contactless Credit Card and RFID Reader, Cellular, UL, Power Share Jumper, 2 YR Parts Warranty | 8168 | 8004.64
ChargePoint | Level 2 Hardware (Buy America) | CP6613B-80A-L7-FHWA | ChargePoint CP6000 | BUY AMERICA FHWA compliant. CP6613, NA, AC Station, 1 x Type 1 Cable, 1 x Omni port holster (enables J1772 and/or NACS vehicle charging), 80A, 1 Phase, 23' Cable, 8' Cable Management Kit, Wall Mount, 8" Touch Display, Contactless Credit Card and RFID Reader, Cellular, UL, Power Share Jumper, 2 YR Parts Warranty | 10231 | 10026.38
ChargePoint | Level 2 Hardware | CP6621B-40A-L5.5 | ChargePoint CP6000 | CP6621, NA, AC Station, 2 x Type 1 Cable, 2 x Omni port holsters (enables J1772 and/or NACS vehicle charging), 40A (Limited per utility program requirement), 1-Phase, 18' Cable, 6' Cable Management Kit, Pedestal Mount, 8" Touch Display, Contactless Credit Card and RFID Reader, Cellular/WIFI, UL, Energy Star, Power Share Jumper, 2 YR Parts Warranty | 8086 | 7924.28
ChargePoint | Level 2 Hardware | CP6621B-50A-L5.5 | ChargePoint CP6000 | CP6621, NA, AC Station, 2 x Type 1 Cable, 2 x Omni port holsters (enables J1772 and/or NACS vehicle charging), 50A, 1-Phase, 18' Cable, 6' Cable Management Kit, Pedestal Mount, 8" Touch Display, Contactless Credit Card and RFID Reader, Cellular, UL, Energy Star, Power Share Jumper, 2 YR Parts Warranty | 8086 | 7924.28
ChargePoint | Level 2 Hardware | CP6621B-50A-L7 | ChargePoint CP6000 | CP6621, NA, AC Station, 2 x Type 1 Cable, 2 x Omni port holsters (enables J1772 and/or NACS vehicle charging), 50A, 1-Phase, 23' Cable, 8' Cable Management Kit, Pedestal Mount, 8" Touch Display, Contactless Credit Card and RFID Reader, Cellular, UL, Energy Star, Power Share Jumper, 2 YR Parts Warranty | 8722 | 8547.56
ChargePoint | Level 2 Hardware | CP6621B-80A-L5.5 | ChargePoint CP6000 | CP6621, NA, AC Station, 2 x Type 1 Cable, 2 x Omni port holsters (enables J1772 and/or NACS vehicle charging), 80A, 1-Phase, 18' Cable, 6' Cable Management Kit, Pedestal Mount, 8" Touch Display, Contactless Credit Card and RFID Reader, Cellular, UL, Energy Star, Power Share Jumper, 2 YR Parts Warranty | 11082 | 10860.36
ChargePoint | Level 2 Hardware (Buy America) | CP6621B-80A-L5.5-FHWA | ChargePoint CP6000 | BUY AMERICA FHWA compliant. CP6621, NA, AC Station, 2 x Type 1 Cable, 2 x Omni port holsters (enables J1772 and/or NACS vehicle charging), 80A, 1-Phase, 18' Cable, 6' Cable Management Kit, Pedestal Mount, 8" Touch Display, Contactless Credit Card and RFID Reader, Cellular, UL, Energy Star, Power Share Jumper, 2 YR Parts Warranty | 13941 | 13662.18
ChargePoint | Level 2 Hardware | CP6621B-80A-L7 | ChargePoint CP6000 | CP6621, NA, AC Station, 2 x Type 1 Cable, 2 x Omni port holsters (enables J1772 and/or NACS vehicle charging), 80A, 1 Phase, 23' Cable, 8' Cable Management Kit, Pedestal Mount, 8" Touch Display, Contactless Credit Card and RFID Reader, Cellular, UL, Power Share Jumper, 2 YR Parts Warranty | 11718 | 11483.64
ChargePoint | Level 2 Hardware (Buy America) | CP6621B-80A-L7-FHWA | ChargePoint CP6000 | BUY AMERICA FHWA compliant. CP6621, NA, AC Station, 2 x Type 1 Cable, 2 x Omni port holsters (enables J1772 and/or NACS vehicle charging), 80A, 1 Phase, 23' Cable, 8' Cable Management Kit, Pedestal Mount, 8" Touch Display, Contactless Credit Card and RFID Reader, Cellular, UL, Power Share Jumper, 2 YR Parts Warranty | 14678 | 14384.44
ChargePoint | Level 2 Hardware | CP6623B-50A-L5.5 | ChargePoint CP6000 | CP6623, NA, AC Station, 2 x Type 1 Cable, 2 x Omni port holsters (enables J1772 and/or NACS vehicle charging), 50A, 1-Phase, 18' Cable, 6' Cable Management Kit, Wall Mount, 8" Touch Display, Contactless Credit Card and RFID Reader, Cellular, UL, Energy Star, Power Share Jumper, 2 YR Parts Warranty | 8086 | 7924.28
ChargePoint | Level 2 Hardware | CP6623B-50A-L7 | ChargePoint CP6000 | CP6623, NA, AC Station, 2 x Type 1 Cable, 2 x Omni port holsters (enables J1772 and/or NACS vehicle charging), 50A, 1 Phase, 23' Cable, 8' Cable Management Kit, Wall Mount, 8" Touch Display, Contactless Credit Card and RFID Reader, Cellular, UL, Power Share Jumper, 2 YR Parts Warranty | 8722 | 8547.56
ChargePoint | Level 2 Hardware | CP6623B-80A-L5.5 | ChargePoint CP6000 | CP6623, NA, AC Station, 2 x Type 1 Cable, 2 x Omni port holsters (enables J1772 and/or NACS vehicle charging), 80A, 1-Phase, 18' Cable, 6' Cable Management Kit, Wall Mount, 8" Touch Display, Contactless Credit Card and RFID Reader, Cellular, UL, Energy Star, Power Share Jumper, 2 YR Parts Warranty | 11082 | 10860.36
ChargePoint | Level 2 Hardware (Buy America) | CP6623B-80A-L5.5-FHWA | ChargePoint CP6000 | BUY AMERICA FHWA compliant. CP6623, NA, AC Station, 2 x Type 1 Cable, 2 x Omni port holsters (enables J1772 and/or NACS vehicle charging), 80A, 1-Phase, 18' Cable, 6' Cable Management Kit, Wall Mount, 8" Touch Display, Contactless Credit Card and RFID Reader, Cellular, UL, Energy Star, Power Share Jumper, 2 YR Parts Warranty | 13941 | 13662.18
ChargePoint | Level 2 Hardware | CP6623B-80A-L7 | ChargePoint CP6000 | CP6623, NA, AC Station, 2 x Type 1 Cable, 2 x Omni port holsters (enables J1772 and/or NACS vehicle charging), 80A, 1 Phase, 23' Cable, 8' Cable Management Kit, Wall Mount, 8" Touch Display, Contactless Credit Card and RFID Reader, Cellular, UL, Power Share Jumper, 2 YR Parts Warranty | 11718 | 11483.64
ChargePoint | Level 2 Hardware (Buy America) | CP6623B-80A-L7-FHWA | ChargePoint CP6000 | BUY AMERICA FHWA compliant. CP6623, NA, AC Station, 2 x Type 1 Cable, 2 x Omni port holsters (enables J1772 and/or NACS vehicle charging), 80A, 1 Phase, 23' Cable, 8' Cable Management Kit, Wall Mount, 8" Touch Display, Contactless Credit Card and RFID Reader, Cellular, UL, Power Share Jumper, 2 YR Parts Warranty | 14678 | 14384.44
ChargePoint | Level 2 Hardware | 99-006777-11 | ChargePoint CP6000 | CP6610, NA, Head Assembly, Including CCOM, 8" Touch Display, No Camera, CPIM, Lens, 50A maximum, Single Omni Port Holster (enables J1772 and/or NACS vehicle charging), Dual Cable (J1772, 50A, 18FT, ISO 15118) | 3529 | 3458.42
ChargePoint | Level 2 Hardware | 99-006779-11 | ChargePoint CP6000 | CP6610, NA, Head Assembly, Including CCOM, 8" Touch Display, No Camera, CPIM, Lens, 50A maximum, Single Omni Port Holster (enables J1772 and/or NACS vehicle charging), Dual Cable (J1772, 50A, 23FT, ISO 15118) | 3647 | 3574.06
ChargePoint | Level 2 Hardware | 99-006773-11 | ChargePoint CP6000 | CP6610, NA, Head Assembly, Including CCOM, 8" Touch Display, No Camera, CPIM, Lens, 80A maximum, Single Omni Port Holster (enables J1772 and/or NACS vehicle charging), Dual Cable (J1772, 80A, 18FT, ISO 15118) | 5029 | 4928.42
ChargePoint | Level 2 Hardware | 99-006775-11 | ChargePoint CP6000 | CP6610, NA, Head Assembly, Including CCOM, 8" Touch Display, No Camera, CPIM, Lens, 80A maximum, Single Omni Port Holster (enables J1772 and/or NACS vehicle charging), Dual Cable (J1772, 80A, 23FT, ISO 15118) | 5147 | 5044.06
ChargePoint | Level 2 Hardware (Buy America) | 99-H06757-11 | ChargePoint CP6000 | BUY AMERICA FTA/FHWA compliant. CP6610, NA, Head Assembly, Including CCOM, 8" Touch Display, No Camera, CPIM, Lens, Single Omni Port Holster (enables J1772 and/or NACS vehicle charging), Single Cable (J1772, 80A, 18FT, ISO 15118) | 6185 | 6061.3
ChargePoint | Level 2 Hardware (Buy America) | 99-H06761-11 | ChargePoint CP6000 | BUY AMERICA FTA/FHWA compliant. CP6610, NA, Head Assembly, Including CCOM, 8" Touch Display, No Camera, CPIM, Lens, Single Omni Port Holster (enables J1772 and/or NACS vehicle charging), Single Cable (J1772, 80A, 23FT, ISO 15118) | 6303 | 6176.94
ChargePoint | Level 2 Hardware | 99-006776-11 | ChargePoint CP6000 | CP6620, NA, Head Assembly, Including CCOM, 8" Touch Display, No Camera, CPIM, Lens, 50A maximum, Dual Omni Port Holster (enables J1772 and/or NACS vehicle charging), Dual Cable (J1772, 50A, 18FT, ISO 15118) | 5465 | 5355.7
ChargePoint | Level 2 Hardware | 99-006778-11 | ChargePoint CP6000 | CP6620, NA, Head Assembly, Including CCOM, 8" Touch Display, No Camera, CPIM, Lens, 50A maximum, Dual Omni Port Holster (enables J1772 and/or NACS vehicle charging), Dual Cable (J1772, 50A, 23FT, ISO 15118) | 5701 | 5586.98
ChargePoint | Level 2 Hardware | 99-006772-11 | ChargePoint CP6000 | CP6620, NA, Head Assembly, Including CCOM, 8" Touch Display, No Camera, CPIM, Lens, 80A maximum, Dual Omni Port Holster (enables J1772 and/or NACS vehicle charging), Dual Cable (J1772, 80A, 18FT, ISO 15118) | 8461 | 8291.78
ChargePoint | Level 2 Hardware | 99-006774-11 | ChargePoint CP6000 | CP6620, NA, Head Assembly, Including CCOM, 8" Touch Display, No Camera, CPIM, Lens, 80A maximum, Dual Omni Port Holster (enables J1772 and/or NACS vehicle charging), Dual Cable (J1772, 80A, 23FT, ISO 15118) | 8697 | 8523.06
ChargePoint | Level 2 Hardware (Buy America) | 99-H06756-11 | ChargePoint CP6000 | BUY AMERICA FTA/FHWA compliant. CP6620, NA, Head Assembly, Including CCOM, 8" Touch Display, No Camera, CPIM, Lens, Dual Omni Port Holster (enables J1772 and/or NACS vehicle charging), Dual Cable (J1772, 80A, 18FT, ISO 15118) | 10533 | 10322.34
ChargePoint | Level 2 Hardware (Buy America) | 99-H06760-11 | ChargePoint CP6000 | BUY AMERICA FTA/FHWA compliant. CP6620, NA, Head Assembly, Including CCOM, 8" Touch Display, No Camera, CPIM, Lens, Dual Omni Port Holster (enables J1772 and/or NACS vehicle charging), Dual Cable (J1772, 80A, 23FT, ISO 15118) | 10750 | 10535
ChargePoint | Level 2 Hardware | CP6011B-80A-L5.5-CHIP | ChargePoint CP6000 | CP6011, NA, AC Station, 1 x Type 1 Cable, 80A, 1-Phase, 18' Cable, 6' Cable Management Kit, Pedestal Mount, 8" Touch Display, Contactless Credit Card and RFID Reader, EMV Chip Reader, Cellular, UL, Power Share Jumper, 2 YR Parts Warranty | 7702 | 7547.96
ChargePoint | Level 2 Hardware | CP6011B-80A-L7-CHIP | ChargePoint CP6000 | CP6011, NA, AC Station, 1 x Type 1 Cable, 80A, 1 Phase, 23' Cable, 8' Cable Management Kit, Pedestal Mount, 8" Touch Display, Contactless Credit Card and RFID Reader, EMV Chip Reader, Cellular, UL, Power Share Jumper, 2 YR Parts Warranty | 8220 | 8055.6
ChargePoint | Level 2 Hardware | CP6013B-80A-L5.5-CHIP | ChargePoint CP6000 | CP6013, NA, AC Station, 1 x Type 1 Cable, 80A, 1-Phase, 18' Cable, 6' Cable Management Kit, Wall Mount, 8" Touch Display, Contactless Credit Card and RFID Reader, EMV Chip Reader, Cellular, UL, Power Share Jumper, 2 YR Parts Warranty | 7702 | 7547.96
ChargePoint | Level 2 Hardware | CP6013B-80A-L7-CHIP | ChargePoint CP6000 | CP6013, NA, AC Station, 1 x Type 1 Cable, 80A, 1 Phase, 23' Cable, 8' Cable Management Kit, Wall Mount, 8" Touch Display, Contactless Credit Card and RFID Reader, EMV Chip Reader, Cellular, UL, Power Share Jumper, 2 YR Parts Warranty | 8220 | 8055.6
ChargePoint | Level 2 Hardware | CP6021B-80A-L5.5-CHIP | ChargePoint CP6000 | CP6021, NA, AC Station, 2 x Type 1 Cable, 80A, 1-Phase, 18' Cable, 6' Cable Management Kit, Pedestal Mount, 8" Touch Display, Contactless Credit Card and RFID Reader, EMV Chip Reader, Cellular, UL, Power Share Jumper, 2 YR Parts Warranty | 10763 | 10547.74
ChargePoint | Level 2 Hardware | CP6021B-80A-L7-CHIP | ChargePoint CP6000 | CP6021, NA, AC Station, 2 x Type 1 Cable, 80A, 1 Phase, 23' Cable, 8' Cable Management Kit, Pedestal Mount, 8" Touch Display, Contactless Credit Card and RFID Reader, EMV Chip Reader, Cellular, UL, Power Share Jumper, 2 YR Parts Warranty | 11399 | 11171.02
ChargePoint | Level 2 Hardware | CP6023B-80A-L5.5-CHIP | ChargePoint CP6000 | CP6023, NA, AC Station, 2 x Type 1 Cable, 80A, 1-Phase, 18' Cable, 6' Cable Management Kit, Wall Mount, 8" Touch Display, Contactless Credit Card and RFID Reader, EMV Chip Reader, Cellular, UL, Power Share Jumper, 2 YR Parts Warranty | 10763 | 10547.74
ChargePoint | Level 2 Hardware | CP6023B-80A-L7-CHIP | ChargePoint CP6000 | CP6023, NA, AC Station, 2 x Type 1 Cable, 80A, 1 Phase, 23' Cable, 8' Cable Management Kit, Wall Mount, 8" Touch Display, Contactless Credit Card and RFID Reader, EMV Chip Reader, Cellular, UL, Power Share Jumper, 2 YR Parts Warranty | 11399 | 11171.02
ChargePoint | Warranty/SLA/O&M | CP6000-ASSURE-1 | ChargePoint CP6000 - Assure 1YR | 1 prepaid year of ChargePoint Assure for CP6000 stations. Includes Parts and Labor Warranty, Remote Technical Support, On-Site Repairs when needed, Unlimited Configuration Changes, and Reporting. | 570 | 558.6
ChargePoint | Warranty/SLA/O&M | CP6000-ASSURE-2 | ChargePoint CP6000 - Assure 2YR | 2 prepaid years of ChargePoint Assure for CP6000 stations. Includes Parts and Labor Warranty, Remote Technical Support, On-Site Repairs when needed, Unlimited Configuration Changes, and Reporting. | 1080 | 1058.4
ChargePoint | Warranty/SLA/O&M | CP6000-ASSURE-3 | ChargePoint CP6000 - Assure 3YR | 3 prepaid years of ChargePoint Assure for CP6000 stations. Includes Parts and Labor Warranty, Remote Technical Support, On-Site Repairs when needed, Unlimited Configuration Changes, and Reporting. | 1600 | 1568
ChargePoint | Warranty/SLA/O&M | CP6000-ASSURE-4 | ChargePoint CP6000 - Assure 4YR | 4 prepaid years of ChargePoint Assure for CP6000 stations. Includes Parts and Labor Warranty, Remote Technical Support, On-Site Repairs when needed, Unlimited Configuration Changes, and Reporting. | 2000 | 1960
ChargePoint | Warranty/SLA/O&M | CP6000-ASSURE-5 | ChargePoint CP6000 - Assure 5YR | 5 prepaid years of ChargePoint Assure for CP6000 stations. Includes Parts and Labor Warranty, Remote Technical Support, On-Site Repairs when needed, Unlimited Configuration Changes, and Reporting. | 2450 | 2401
ChargePoint | Accessories | CP6000-CMT-NA | ChargePoint CP6000 | CT6000 Bollard Concrete Mounting Kit. Bolts: 5/8 - 11 x 9? F1554 Grade 55 hot-dipped galvanized threaded bolts - 3 ea. Nuts: 5/8 - Heavy Galvanized Hex Nuts (DH Rated) - 12 ea. Washers: Galvanized Washers (ASTM F436) - 9 ea. Plastic Template - 1 ea | 125 | 122.5
ChargePoint | Installation/Ancillary | CP6000-INSTALL- COMMISSIONING | ChargePoint CP6000 - Install - Commissioning | Customer works with their own contractor to perform all construction up to the point where the stations can be bolted down and connected. ChargePoint will then engage an authorized ChargePoint Partner to install the station on the prepared site and commission the station. This includes validating that the electrical capacity, transformers, panels, breakers, wiring, cellular coverage and station installation all meet ChargePoint published requirements and local codes. Upon successful commissioning, the customer will be eligible to obtain warranty coverage under a ChargePoint Maintenance plan, sold separately. Priced per CP6000 station. | 1260 | 1234.8
ChargePoint | Level 3 Hardware | CPE250C-625-CCS1-200A-CHD | ChargePoint CPE250 | ChargePoint Express 250 Station, NA, DC Station, 62.5 kW, 2x Power Module, 1x CCS1 200A cable, 1x CHAdeMO 140A cable, ChargePoint Signage, 254mm (10") Touch Display, Contactless credit card and RFID reader, Cellular/Wifi, UL Listed, 2 year Parts Warranty | 31250 | 30625
ChargePoint | Level 3 Hardware | CPE280-800-NA-3A1M2-3A1M2 | ChargePoint CPE280 | ChargePoint Express 280 Station, NA, DC Station, 80kW, 2 x CCS1 250A 7.5m cable, 2 x Power Modules, 3.1m Cable management kit, ChargePoint Signage, 254mm (10") Touch Display, Contactless credit card and RFID reader, Cellular/Wifi, UL Listed, 2 year Parts Warranty | 42200 | 41356
ChargePoint | Level 3 Hardware | CPE280-800-NA-3A1S1 | ChargePoint CPE280 | ChargePoint Express 280 Station, NA, DC Station, 80kW, 1 x CCS1 250A 5.4m cable, 2 x Power Modules, 2.4m Cable management kit, ChargePoint Signage, 254mm (10") Touch Display, Contactless credit card and RFID reader, Cellular/Wifi, UL Listed, 2 year Parts Warranty | 38100 | 37338
ChargePoint | Level 3 Hardware | CPE280-800-NA-3A1S1-1A3S1 | ChargePoint CPE280 | ChargePoint Express 280 Station, NA, DC Station, 80kW, 1 x CCS1 250A 5.4m cable, 1x CHAdeMO 140A 5.4m cable, 2 x Power Modules, 2.4m Cable management kit, ChargePoint Signage, 254mm (10") Touch Display, Contactless credit card and RFID reader, Cellular/Wifi, UL Listed, 2 year Parts Warranty | 41300 | 40474
ChargePoint | Level 3 Hardware | CPE280-800-NA-3A1S1-3A4S1 | ChargePoint CPE280 | ChargePoint Express 280 Station, NA, DC Station, 80kW, 1 x CCS1 250A 5.4m cable, 1x NACS 250A 5.4m cable, 2 x Power Modules, 2.4m Cable management kit, ChargePoint Signage, 254mm (10") Touch Display, Contactless credit card and RFID reader, Cellular/Wifi, UL Listed, 2 year Parts Warranty | 39800 | 39004
ChargePoint | Level 3 Hardware | CPE250C-625-CCS1-200A-CHD-CHIP | ChargePoint CPE250 | ChargePoint Express 250 Station, NA, DC Station, 62.5 kW, 2x Power Module, 1x CCS1 200A cable, 1x CHAdeMO 140A cable, ChargePoint Signage, 254mm (10") Touch Display, Contactless credit card, EMV Chip, RFID reader, Cellular/Wifi, UL Listed, 2 year Parts Warranty | 33770 | 33094.6
ChargePoint | Level 3 Hardware | CPE280-800-NA-3A1S1-3A4S1-CHIP | ChargePoint CPE280 | ChargePoint Express 280 Station, NA, DC Station, 80kW, 1 x CCS1 250A 5.4m cable, 1x NACS 250A 5.4m cable, 2 x Power Modules, 2.4m Cable management kit, ChargePoint Signage, 254mm (10") Touch Display, Contactless credit card and RFID reader, CHIP Reader, Cellular/Wifi, UL Listed, 2 year Parts Warranty | 42320 | 41473.6
ChargePoint | Level 3 Hardware (Buy America) | CPE250C-625-CCS1-200A-CHD-NA-MOBILE-FTA | ChargePoint CPE250 | BUY AMERICA FTA compliant. ChargePoint Express 250 Station, NA, DC Station, 62.5 kW, 1x CCS1 200A cable, 1x CHAdeMO 140A cable, Cellular/Wifi, UL Listed, Mounted on dolly with a power receptacle. Power Modules purchased separately. | 54900 | 53802
ChargePoint | Level 3 Hardware | CPE280-800-DUAL-NA | ChargePoint CPE280 | ChargePoint Express 280 Station, NA, DC Station, 80kW, Dual Cable Configuration, ChargePoint Signage, 254mm (10") Touch Display, Contactless credit card and RFID reader, Cellular/Wifi, UL Listed | 16000 | 15680
ChargePoint | Level 3 Hardware | CPE280-800-SINGLE-NA | ChargePoint CPE280 | ChargePoint Express 280 Station, NA, DC Station, 80kW, Single Cable Configuration, ChargePoint Signage, 254mm (10") Touch Display, Contactless credit card and RFID reader, Cellular/Wifi, UL Listed | 15700 | 15386
ChargePoint | Level 3 Hardware | CPE280-800-NA-3A1S1-3A4S1-CR | ChargePoint CPE280 | ChargePoint Express 280 Station, NA, DC Station, 80kW, 1 x CCS1 250A 5.4m cut-resistant cable, 1x NACS 250A 5.4m cut-resistant cable, 2 x Power Modules, 2.4m Cable management kit, ChargePoint Signage, 254mm (10") Touch Display, Contactless credit card and RFID reader, Cellular/Wifi, UL Listed, 2 year Parts Warranty | 41200 | 40376
ChargePoint | Level 3 Hardware | CPE280-800-NA-3A1S1-CR | ChargePoint CPE280 | ChargePoint Express 280 Station, NA, DC Station, 80kW, 1 x CCS1 250A 5.4m cut-resistant cable, 2 x Power Modules, 2.4m Cable management kit, ChargePoint Signage, 254mm (10") Touch Display, Contactless credit card and RFID reader, Cellular/Wifi, UL Listed, 2 year Parts Warranty | 38800 | 38024
ChargePoint | Level 3 Hardware | EXPP-PL1021B-FTA | ChargePoint Express Plus | Express Plus Power Link PL1000 series, Global, 2 Holsters, Pedestal, 200mm (8") Touch Display, ChargePoint signage, RFID reader, Cellular/WiFi, Single input | 14398 | 14110.04
ChargePoint | Level 3 Hardware | EXPP-PL1024X-FTA | ChargePoint Express Plus | Express Plus Power Link PL1000 series, North America, 1 bottom cable exit, Overhead mount, ChargePoint signage, RFID reader, Cellular/WiFi, UL listed, Single input | 13085 | 12823.3
ChargePoint | Level 3 Hardware | EXPP-PL202X1B | ChargePoint Express Plus | Express Plus Power Link PL2000 series, North America, Simultaneous charging, 2 Holsters, Pedestal, 200mm (8") Touch Display, ChargePoint signage, Contactless credit card and RFID reader, Cellular/WiFi | 12690 | 12436.2
ChargePoint | Level 3 Hardware (Buy America) | EXPP-PL202X1B-5A1S1-5A1S1-FTA | ChargePoint Express Plus | BUY AMERICA FTA compliant. Express Plus Power Link PL2000 series, North America, DC Station, Simultaneous charging, 2x CCS1 350A 5.8m cable, 2 Holsters, 2.4m Cable management kit, Pedestal, 200mm (8") Touch Display, ChargePoint signage, RFID reader, Cellular/WiFi, UL listed, 2 year warranty. Requires at least one Power Block with Power Modules | 34590 | 33898.2
ChargePoint | Level 3 Hardware (Buy America) | EXPP-PL202X1B-FTA | ChargePoint Express Plus | BUY AMERICA FTA compliant. Express Plus Power Link PL2000 series, North America, Simultaneous charging, 2 Holsters, Pedestal, 200mm (8") Touch Display, ChargePoint signage, Contactless credit card and RFID reader, Cellular/WiFi | 14170 | 13886.6
ChargePoint | Level 3 Hardware | EXPP-PL1011B-9A4S1 | ChargePoint Express Plus | Express Plus Power Link PL1000 series, North America, DC Station, 1 x NACS 375A 5.8m cable, 1 Holster, 2.4m Cable management kit, Pedestal, 200mm (8") Touch Display, ChargePoint signage, Contactless credit card and RFID reader, Cellular/WiFi, UL listed, 2 year warranty. Requires at least one Power Block with Power Modules | 21340 | 20913.2
ChargePoint | Level 3 Hardware (Buy America) | EXPP-PL2017X-7A5X00-FTA-A | ChargePoint Express Plus | BUY AMERICA FTA compliant. Express Plus Power Link PL2000 series, North America, DC Station, 1x 500A conduit output, Mast, ChargePoint signage, Cellular/WiFi | 14800 | 14504
ChargePoint | Level 3 Hardware (Buy America) | EXPP-PL202X4X-FTA | ChargePoint Express Plus | BUY AMERICA FTA compliant. Express Plus Power Link PL2000 series, North America, Simultaneous charging, Overhead mount, ChargePoint signage, Contactless credit card and RFID reader, Cellular/WiFi | 20250 | 19845
ChargePoint | Level 3 Hardware (Buy America) | EXPP-PL1024B-FTA | ChargePoint Express Plus | BUY AMERICA FTA compliant, Express Plus Power Link PL1000 series, Global, Bottom cable exit, Overhead mount, 200mm (8") Touch Display, ChargePoint signage, Contactless credit card and RFID reader, Cellular/WiFi, UL listed, Single input | 15670 | 15356.6
ChargePoint | Level 3 Hardware | EXPP-PL1011B-2A1S1 | ChargePoint Express Plus | Express Plus Power Link PL1000 series, North America, DC Station, 1x CCS1 200A 4.5m cable, 1 Holster, 2.4m Cable management kit, Pedestal, 200mm (8") Touch Display, RFID reader, Cellular/WiFi, UL listed, Single input, 1 year warranty. Requires at least one Power Block with Power Modules | 23363 | 22895.74
ChargePoint | Level 3 Hardware | EXPP-PL1011B-3A1S1 | ChargePoint Express Plus | Express Plus Power Link PL1000 series, North America, 1x CCS1 250A 5.8m cable, 1 Holster, 2.4m Cable management kit, Pedestal, 200mm (8") Touch Display, RFID reader, Cellular/WiFi, UL listed, Single input, 2 year warranty. Requires at least one Power Block with Power Modules. | 23363 | 22895.74
ChargePoint | Level 3 Hardware (Buy America) | EXPP-PL1011B-3A1S1-FTA | ChargePoint Express Plus | BUY AMERICA FTA compliant. Express Plus Power Link PL1000 series, North America, 1x CCS1 250A 5.8m cable, 1 Holster, 2.4m Cable management kit, Pedestal, 200mm (8") Touch Display, RFID reader, Cellular/WiFi, UL listed, Single input, 2 year warranty. Requires at least one Power Block with Power Modules. | 23363 | 22895.74
ChargePoint | Level 3 Hardware (Buy America) | EXPP-PL1011B-5A1M0-FTA | ChargePoint Express Plus | BUY AMERICA FTA compliant. Express Plus Power Link PL1000 series, North America, DC Station, 1x CCS1 350A 7.6m cable, 1 Holster, Pedestal, 200mm (8") Touch Display, ChargePoint signage, RFID reader, Cellular/WiFi, UL listed, Single input, 1 year warranty. Requires at least one Power Block with Power Modules | 25663 | 25149.74
ChargePoint | Level 3 Hardware | EXPP-PL1011B-5A1S1 | ChargePoint Express Plus | Express Plus Power Link PL1000 series, North America, 1x CCS1 350A 5.8m cable, 1 Holster, 2.4m Cable management kit, Pedestal, 200mm (8") Touch Display, ChargePoint signage, Contactless credit card and RFID reader, Cellular/WiFi, UL listed, 2 year warranty. Requires at least one Power Block with Power Modules | 23909 | 23430.82
ChargePoint | Level 3 Hardware (Buy America) | EXPP-PL1011B-5A1S1-FTA | ChargePoint Express Plus | BUY AMERICA FTA compliant. Express Plus Power Link PL1000 series, North America, DC Station, 1x CCS1 350A 4.5m cable, 1 Holster, 2.4m Cable management kit, Pedestal, 200mm (8") Touch Display, RFID reader, Cellular/WiFi, UL listed, Single input, 1 year warranty. Requires at least one Power Block with Power Modules | 23909 | 23430.82
ChargePoint | Level 3 Hardware (Buy America) | EXPP-PL1021B-2A1S1-2A1S1-FTA | ChargePoint Express Plus | BUY AMERICA FTA compliant. Express Plus Power Link PL1000 series, North America, 2x CCS1 200A 5.8m cable, 2 Holsters, 2.4m Cable management kit, Pedestal, 200mm (8") Touch Display, RFID reader, Cellular/WiFi, UL listed, Single input, 2 year warranty. Requires at least one Power Block with Power Modules | 26818 | 26281.64
ChargePoint | Level 3 Hardware (Buy America) | EXPP-PL1021B-3A1M0-3A1M0-FTA | ChargePoint Express Plus | BUY AMERICA FTA compliant. Express Plus Power Link PL1000 series, North America, DC Station, 2x CCS1 250A 7.6m cable, 2 Holsters, Pedestal, 200mm (8") Touch Display, ChargePoint signage, RFID reader, Cellular/WiFi, UL listed, Single input, 1 year warranty. Requires at least one Power Block with Power Modules | 25398 | 24890.04
ChargePoint | Level 3 Hardware | EXPP-PL1021B-5A1M0-5A1M0 | ChargePoint Express Plus | Express Plus Power Link PL1000 series, North America, DC Station, 2x CCS1 350A 7.6m cable, 2 Holsters, Pedestal, 200mm (8") Touch Display, ChargePoint signage, RFID reader, Cellular/WiFi, UL listed, Single input, 1 year warranty. Requires at least one Power Block with Power Modules | 27798 | 27242.04
ChargePoint | Level 3 Hardware | EXPP-PL1021B-5A1S1-5A1S1 | ChargePoint Express Plus | Express Plus Power Link PL1000 series, North America, DC Station, 2x CCS1 350A 4.5m cable, 2 Holsters, 2.4m Cable management kit, Pedestal, 200mm (8") Touch Display, RFID reader, Cellular/WiFi, UL listed, Single input, 1 year warranty. Requires at least one Power Block with Power Modules | 27910 | 27351.8
ChargePoint | Level 3 Hardware (Buy America) | EXPP-PL1021B-5A1S1-5A1S1-FTA | ChargePoint Express Plus | BUY AMERICA FTA compliant. Express Plus Power Link PL1000 series, North America, DC Station, 2x CCS1 350A 4.5m cable, 2 Holsters, 2.4m Cable management kit, Pedestal, 200mm (8") Touch Display, RFID reader, Cellular/WiFi, UL listed, Single input, 1 year warranty. Requires at least one Power Block with Power Modules | 27910 | 27351.8
ChargePoint | Level 3 Hardware | EXPP-PL1021B-5A1S1-9A4S1 | ChargePoint Express Plus | Express Plus Power Link PL1000 series, North America, DC Station, 1x CCS1 350A 5.8m cable, 1x North American Charging Standard (NACS) 375A 5.8m cable, 2 Holsters, 2.4m Cable management kit, Pedestal, 200mm (8") Touch Display, ChargePoint signage, Contactless credit card and RFID reader, Cellular/WiFi, UL listed, 2 year warranty. Requires at least one Power Block with Power Modules | 25964 | 25444.72
ChargePoint | Level 3 Hardware (Buy America) | EXPP-PL1024X-2A1M00-2A1M00-FTA | ChargePoint Express Plus | BUY AMERICA FTA compliant. Express Plus Power Link PL1000 series, North America, DC station, 2x CCS1 200A 7.6m cable, Gantry mount, ChargePoint signage, RFID reader, Cellular/WiFi, UL listed, Single input, 2 year warranty. Requires at least one Power Block with Power Modules | 24085 | 23603.3
ChargePoint | Level 3 Hardware (Buy America) | EXPP-PL1024X-5A1M00-5A1M00-FTA | ChargePoint Express Plus | BUY AMERICA FTA compliant. Express Plus Power Link PL1000 series, North America, DC station, 2x CCS1 350A 7.6m cable, Gantry mount, ChargePoint signage, RFID reader, Cellular/WiFi, UL listed, Single input, 2 year warranty. Requires at least one Power Block with Power Modules | 26485 | 25955.3
ChargePoint | Level 3 Hardware | EXPP-PL202X1B-5A1S1-2A3S1 | ChargePoint Express Plus | Express Plus Power Link PL2000 series, North America, DC Station, Simultaneous charging, 1x CCS1 350A 4.5m cable, 1x CHAdeMO 200A 4.5m cable, 2 Holsters, Pedestal, 200mm (8") Touch Display, ChargePoint signage, RFID reader, Cellular/WiFi, UL listed, 1 year warranty. Requires at least one Power Block with Power Modules | 37151 | 36407.98
ChargePoint | Level 3 Hardware | EXPP-PL202X1B-5A1S1-5A1S1 | ChargePoint Express Plus | Express Plus Power Link PL2000 series, North America, DC Station, Simultaneous charging, 2x CCS1 350A 5.8m cable, 2 Holsters, 2.4m Cable management kit, Pedestal, 200mm (8") Touch Display, ChargePoint signage, RFID reader, Cellular/WiFi, UL listed, 2 year warranty. Requires at least one Power Block with Power Modules | 32306 | 31659.88
ChargePoint | Level 3 Hardware | EXPP-PL202X1B-5A6S1-5A6S1 | ChargePoint Express Plus | Express Plus Power Link PL2000 series, North America, DC Station, Simultaneous charging, 2x CCS1 350A 5.8m cable, 2 x Omni port holsters (enables CCS1 and/or NACS vehicle charging at either port), 2.4m Cable management kit, Pedestal, 200mm (8") Touch Display, ChargePoint signage, Contactless credit card and RFID reader, Cellular/WiFi, UL listed, 2 year warranty. Requires at least one Power Block with Power Modules | 34416 | 33727.68
ChargePoint | Level 3 Hardware (Buy America) | EXPP-PL1011B-2A1M0-FTA | ChargePoint Express Plus | BUY AMERICA FTA compliant. Express Plus Power Link PL1000 series, North America, DC Station, 1x CCS1 200A 7.6m cable, 1 Holster, Pedestal, 200mm (8") Touch Display, ChargePoint signage, RFID reader, Cellular/WiFi, UL listed, Single input, 1 year warranty. Requires at least one Power Block with Power Modules | 21200 | 20776
ChargePoint | Level 3 Hardware (Buy America) | EXPP-PL1011B-2A1S1-FTA | ChargePoint Express Plus | BUY AMERICA FTA compliant. Express Plus Power Link PL1000 series, North America, 1x CCS1 200A 5.8m cable, 1 Holster, 2.4m Cable management kit, Pedestal, 200mm (8") Touch Display, RFID reader, Cellular/WiFi, UL listed, Single input, 2 year warranty. Requires at least one Power Block with Power Modules. | 22740 | 22285.2
ChargePoint | Level 3 Hardware (Buy America) | EXPP-PL1011B-3A1M0-FTA | ChargePoint Express Plus | BUY AMERICA FTA compliant. Express Plus Power Link PL1000 series, North America, DC Station, 1x CCS1 250A 7.6m cable, 1 Holster, Pedestal, 200mm (8") Touch Display, ChargePoint signage, RFID reader, Cellular/WiFi, UL listed, Single input, 1 year warranty. Requires at least one Power Block with Power Modules | 24463 | 23973.74
ChargePoint | Level 3 Hardware | EXPP-PL1014B-2A1M00 | ChargePoint Express Plus | Express Plus Power Link PL1000 series, North America, DC station, 1x CCS1 200A 7.6m cable, overhead mount, 200mm (8") Touch Display, ChargePoint signage, RFID reader, Cellular/WiFi, UL listed, Single input, 2 year warranty. Requires at least one Power Block with Power Modules | 22370 | 21922.6
ChargePoint | Level 3 Hardware (Buy America) | EXPP-PL1014X-2A1M00-FTA | ChargePoint Express Plus | BUY AMERICA FTA compliant. Express Plus Power Link PL1000 series, North America, DC station, 1x CCS1 200A 7.6m cable, Gantry mount, ChargePoint signage, RFID reader, Cellular/WiFi, UL listed, Single input, 2 year warranty. Requires at least one Power Block with Power Modules | 19785 | 19389.3
ChargePoint | Level 3 Hardware | EXPP-PL1014X-5A1M00 | ChargePoint Express Plus | Express Plus Power Link PL1000 series, North America, DC station, 1x CCS1 350A 7.6m cable, Gantry mount, ChargePoint signage, RFID reader, Cellular/WiFi, UL listed, Single input, 2 year warranty. Requires at least one Power Block with Power Modules | 19785 | 19389.3
ChargePoint | Level 3 Hardware | EXPP-PL1021B-2A1M0-2A1M0 | ChargePoint Express Plus | Express Plus Power Link PL1000 series, North America, DC Station, 2x CCS1 200A 7.6m cable, 2 Holsters, Pedestal, 200mm (8") Touch Display, ChargePoint signage, RFID reader, Cellular/WiFi, UL listed, Single input, 1 year warranty. Requires at least one Power Block with Power Modules | 25398 | 24890.04
ChargePoint | Level 3 Hardware (Buy America) | EXPP-PL1021B-2A1M0-2A1M0-FTA | ChargePoint Express Plus | BUY AMERICA FTA compliant. Express Plus Power Link PL1000 series, North America, DC Station, 2x CCS1 200A 7.6m cable, 2 Holsters, Pedestal, 200mm (8") Touch Display, ChargePoint signage, RFID reader, Cellular/WiFi, UL listed, Single input, 1 year warranty. Requires at least one Power Block with Power Modules | 25398 | 24890.04
ChargePoint | Level 3 Hardware | EXPP-PL1021B-2A1S1-2A1S1 | ChargePoint Express Plus | Express Plus Power Link PL1000 series, North America, DC Station, 2x CCS1 200A 4.5m cable, 2 Holsters, 2.4m Cable management kit, Pedestal, 200mm (8") Touch Display, RFID reader, Cellular/WiFi, UL listed, Single input, 1 year warranty. Requires at least one Power Block with Power Modules | 26818 | 26281.64
ChargePoint | Level 3 Hardware | EXPP-PL1021B-3A1M0-3A1M0 | ChargePoint Express Plus | Express Plus Power Link PL1000 series, North America, DC Station, 2x CCS1 250A 7.6m cable, 2 Holsters, Pedestal, 200mm (8") Touch Display, ChargePoint signage, RFID reader, Cellular/WiFi, UL listed, Single input, 1 year warranty. Requires at least one Power Block with Power Modules | 25398 | 24890.04
ChargePoint | Level 3 Hardware | EXPP-PL1021B-3A1S1-3A1S1 | ChargePoint Express Plus | Express Plus Power Link PL1000 series, North America, 2x CCS1 250A 5.8m cable, 2 Holsters, 2.4m Cable management kit, Pedestal, 200mm (8") Touch Display, RFID reader, Cellular/WiFi, UL listed, Single input, 2 year warranty. Requires at least one Power Block with Power Modules | 26818 | 26281.64
ChargePoint | Level 3 Hardware (Buy America) | EXPP-PL1021B-5A1M0-5A1M0-FTA | ChargePoint Express Plus | BUY AMERICA FTA compliant. Express Plus Power Link PL1000 series, North America, DC Station, 2x CCS1 350A 7.6m cable, 2 Holsters, Pedestal, 200mm (8") Touch Display, ChargePoint signage, RFID reader, Cellular/WiFi, UL listed, Single input, 2 year warranty. Requires at least one Power Block with Power Modules | 27798 | 27242.04
ChargePoint | Level 3 Hardware | EXPP-PL1021B-5A1S1-2A3S1 | ChargePoint Express Plus | Express Plus Power Link PL1000 series, North America, 1x CCS1 350A 5.8m cable, 1x CHAdeMO 200A 5.8m cable, 2 Holsters, 2.4m Cable management kit, Pedestal, 200mm (8") Touch Display, ChargePoint signage, Contactless credit card and RFID reader, Cellular/WiFi, UL listed, Single input, 2 year warranty. Requires at least one Power Block with Power Modules | 29164 | 28580.72
ChargePoint | Level 3 Hardware (Buy America) | EXPP-PL1021B-5A1S1-2A3S1-FTA | ChargePoint Express Plus | BUY AMERICA FTA compliant. Express Plus Power Link PL1000 series, North America, 1x CCS1 350A 4.5m cable, 1x CHAdeMO 200A 4.5m cable, 2 Holsters, 2.4m Cable management kit, Pedestal, 200mm (8") Touch Display, ChargePoint signage, Contactless credit card and RFID reader, Cellular/WiFi, UL listed, Single input, 1 year warranty. Requires at least one Power Block with Power Modules | 29164 | 28580.72
ChargePoint | Level 3 Hardware | EXPP-PL1024X-2A1L00-2A1L00 | ChargePoint Express Plus | Express Plus Power Link PL1000 series, North America, DC station, 2x CCS1 200A 10m cable, overhead mount, ChargePoint signage, RFID reader, Cellular/WiFi, UL listed, Single input, 1 year warranty. Requires at least one Power Block with Power Modules. | 27910 | 27351.8
ChargePoint | Level 3 Hardware (Buy America) | EXPP-PL1024X-2A1L00-2A1L00-FTA | ChargePoint Express Plus | BUY AMERICA FTA compliant. Express Plus Power Link PL1000 series, North America, DC station, 2x CCS1 200A 10m cable, overhead mount, ChargePoint signage, RFID reader, Cellular/WiFi, UL listed, Single input, 1 year warranty. Requires at least one Power Block with Power Modules. | 27910 | 27351.8
ChargePoint | Level 3 Hardware | EXPP-PL1024X-2A1M00-2A1M00 | ChargePoint Express Plus | Express Plus Power Link PL1000 series, North America, DC station, 2x CCS1 200A 7.6m cable, Gantry mount, ChargePoint signage, RFID reader, Cellular/WiFi, UL listed, Single input, 2 year warranty. Requires at least one Power Block with Power Modules | 24085 | 23603.3
ChargePoint | Level 3 Hardware | EXPP-PL1024X-5A1L00-5A1L00 | ChargePoint Express Plus | Express Plus Power Link PL1000 series, North America, DC station, 2x CCS1 350A 10m cable, overhead mount, ChargePoint signage, RFID reader, Cellular/WiFi, UL listed, Single input, 1 year warranty. Requires at least one Power Block with Power Modules. | 35555 | 34843.9
ChargePoint | Level 3 Hardware (Buy America) | EXPP-PL1024X-5A1L00-5A1L00-FTA | ChargePoint Express Plus | BUY AMERICA FTA compliant. Express Plus Power Link PL1000 series, North America, DC station, 2x CCS1 350A 10m cable, overhead mount, ChargePoint signage, RFID reader, Cellular/WiFi, UL listed, Single input, 1 year warranty. Requires at least one Power Block with Power Modules. | 35555 | 34843.9
ChargePoint | Level 3 Hardware | EXPP-PL1024X-5A1M00-5A1M00 | ChargePoint Express Plus | Express Plus Power Link PL1000 series, North America, DC station, 2x CCS1 350A 7.6m cable, Gantry mount, ChargePoint signage, RFID reader, Cellular/WiFi, UL listed, Single input, 2 year warranty. Requires at least one Power Block with Power Modules | 26485 | 25955.3
ChargePoint | Level 3 Hardware (Buy America) | EXPP-PL2011DC-6A6S1-FHWA-CHIP | ChargePoint Express Plus | BUY AMERICA FHWA compliant, Express Plus Power Link PL2000 series, North America, DC Station, 1 x CCS1 500A liquid cooled 5.8m cable, 1 x Omni port holster (enables CCS1 and/or NACS vehicle charging on port), 2.4m Cable management kit, Pedestal, 380mm (15"") Touch Display, ChargePoint signage, Contactless credit card and RFID reader, CHIP reader, Cellular/WiFi, UL listed, 2 year warranty. Requires at least one Power Block with Power Modules | 43550 | 42679
ChargePoint | Level 3 Hardware (Buy America) | EXPP-PL2014X-7A5X00-FTA-A | ChargePoint Express Plus | BUY AMERICA FTA compliant. Express Plus Power Link PL2000 series, North America, DC Station, 1x 500A conduit output, Overhead mount, ChargePoint signage, RFID reader, Cellular/WiFi | 18100 | 17738
ChargePoint | Level 3 Hardware (Buy America) | EXPP-PL202X1B-3A1M0-3A1M0-FTA | ChargePoint Express Plus | BUY AMERICA FTA compliant. Express Plus Power Link PL2000 series, North America, DC Station, Simultaneous charging, 2x CCS1 250A 7.6m cable, 2 Holsters, Pedestal, 200mm (8") Touch Display, ChargePoint signage, RFID reader, Cellular/WiFi, UL listed, 2 year warranty. Requires at least one Power Block with Power Modules | 30870 | 30252.6
ChargePoint | Level 3 Hardware (Buy America) | EXPP-PL202X1B-5A1M0-5A1M0-FTA | ChargePoint Express Plus | BUY AMERICA FTA compliant. Express Plus Power Link PL2000 series, North America, DC Station, Simultaneous charging, 2x CCS1 350A 7.6m cable, 2 Holsters, Pedestal, 200mm (8") Touch Display, ChargePoint signage, RFID reader, Cellular/WiFi, UL listed, 2 year warranty. Requires at least one Power Block with Power Modules | 34620 | 33927.6
ChargePoint | Level 3 Hardware (Buy America) | EXPP-PL202X1B-5A1S1-5A1S1-FHWA | ChargePoint Express Plus | BUY AMERICA FHWA compliant. Express Plus Power Link PL2000 series, North America, DC Station, Simultaneous charging, 2x CCS1 350A 5.8m cable, 2 Holsters, 2.4m Cable management kit, Pedestal, 200mm (8") Touch Display, ChargePoint signage, Contactless credit card and RFID reader, Cellular/WiFi, UL listed, 2 year warranty. Requires at least one Power Block with Power Modules | 38616 | 37843.68
ChargePoint | Level 3 Hardware | EXPP-PL202X1B-5A6S1-5A6S1-CHIP | ChargePoint Express Plus | Express Plus Power Link PL2000 series, North America, DC Station, Simultaneous charging, 2x CCS1 350A 5.8m cable, 2 x Omni port holsters (enables CCS1 and/or NACS vehicle charging at either port), 2.4m Cable management kit, Pedestal, 200mm (8") Touch Display, ChargePoint signage, Contactless credit card and RFID reader, CHIP reader, Cellular/WiFi, UL listed, 2 year warranty. Requires at least one Power Block with Power Modules | 34665 | 33971.7
ChargePoint | Level 3 Hardware | EXPP-PL202X1DC-6A6S1-6A6S1-CHIP | ChargePoint Express Plus | Express Plus Power Link PL2000 series, North America, DC Station, Simultaneous charging, 2 x CCS1 500A liquid cooled 5.8m cable, 2 x Omni port holsters (enables CCS1 and/or NACS vehicle charging at either port), 2.4m Cable management kit, Pedestal, 380mm (15") Touch Display, ChargePoint signage, Contactless credit card and RFID reader, CHIP reader, Cellular/WiFi, UL listed, 2 year warranty. Requires at least one Power Block with Power Modules | 50960 | 49940.8
ChargePoint | Level 3 Hardware (Buy America) | EXPP-PL202X4X-3A1M00-3A1M00-FTA | ChargePoint Express Plus | BUY AMERICA FTA compliant. Express Plus Power Link PL2000 series, North America, DC Station, Simultaneous charging, 2x CCS1 250A 7.6m cable, Overhead mount, ChargePoint signage, RFID reader, Cellular/WiFi, UL listed, 2 year warranty. Requires at least one Power Block with Power Modules | 35750 | 35035
ChargePoint | Level 3 Hardware (Buy America) | EXPP-PL202X4X-5A1M00-5A1M00-FTA | ChargePoint Express Plus | BUY AMERICA FTA compliant. Express Plus Power Link PL2000 series, North America, DC Station, Simultaneous charging, 2x CCS1 350A 7.6m cable, Overhead mount, ChargePoint signage, RFID reader, Cellular/WiFi, UL listed, 2 year warranty. Requires at least one Power Block with Power Modules | 39500 | 38710
ChargePoint | Level 3 Hardware (Buy America) | EXPP-PL202X4X-7A5X00-7A5X00-FTA-A | ChargePoint Express Plus | BUY AMERICA FTA compliant. Express Plus Power Link PL2000 series, North America, DC Station, 2x 500A conduit outputs, Simultaneous Outputs, Overhead mount, ChartPoint signage, Cellular/WIFI | 20700 | 20286
ChargePoint | Level 3 Hardware | EXPP-PL202X1BC-6A1S1-6A1S1 | ChargePoint Express Plus | Express Plus Power Link PL2000 series, North America, DC Station, Simultaneous charging, 2x CCS1 500A liquid cooled 5.8m cable, 2 Holsters, 2.4m Cable management kit, Pedestal, 200mm (8") Touch Display, ChargePoint signage, Contactless credit card and RFID reader, Cellular/WiFi, UL listed, 2 year warranty. Requires at least one Power Block with Power Modules | 46900 | 45962
ChargePoint | Level 3 Hardware | EXPP-PL202X1BC-6A1S1-6A1S1-A | ChargePoint Express Plus | Express Plus Power Link PL2000 series, North America, DC Station, Simultaneous charging, 2x CCS1 500A liquid cooled 4.5m cable, 2 Holsters, 2.4m Cable management kit, Pedestal, 200mm (8") Touch Display, Contactless credit card and RFID reader, Cellular/WiFi. | 45700 | 44786
ChargePoint | Level 3 Hardware (Buy America) | EXPP-PL202X1BC-6A1S1-6A1S1-FHWA | ChargePoint Express Plus | BUY AMERICA FHWA compliant. Express Plus Power Link PL2000 series, North America, DC Station, Simultaneous charging, 2x CCS1 500A liquid cooled 5.8m cable, 2 Holsters, 2.4m Cable management kit, Pedestal, 200mm (8") Touch Display, ChargePoint signage, Contactless credit card and RFID reader, Cellular/WiFi, UL listed, 2 year warranty. Requires at least one Power Block with Power Modules | 51590 | 50558.2
ChargePoint | Level 3 Hardware | EXPP-PL202X1DC-6A6S1-6A6S1 | ChargePoint Express Plus | Express Plus Power Link PL2000 series, North America, DC Station, Simultaneous charging, 2 x CCS1 500A liquid cooled 5.8m cable, 2 x Omni port holsters (enables CCS1 and/or NACS vehicle charging at either port), 2.4m Cable management kit, Pedestal, 380mm (15") Touch Display, ChargePoint signage, Contactless credit card and RFID reader, Cellular/WiFi, UL listed, 2 year warranty. Requires at least one Power Block with Power Modules | 48600 | 47628
ChargePoint | Level 3 Hardware | EXPP-PL202X1DC-6A6S1-6A6S1-A | ChargePoint Express Plus | Express Plus Power Link PL2000 series, North America, DC Station, Simultaneous charging, 2 x CCS1 500A liquid cooled 5.8m cable, 2 x Omni port holsters (enables CCS1 and/or NACS vehicle charging at either port), 2.4m Cable management kit, Pedestal, 380mm (15") Touch Display, Contactless credit card and RFID reader, Cellular/WiFi. | 47400 | 46452
ChargePoint | Level 3 Hardware (Buy America) | EXPP-PL202X1DC-6A6S1-6A6S1-FHWA | ChargePoint Express Plus | BUY AMERICA FHWA compliant, Express Plus Power Link PL2000 series, North America, DC Station, Simultaneous charging, 2 x CCS1 500A liquid cooled 5.8m cable, 2 x Omni port holsters (enables CCS1 and/or NACS vehicle charging at either port), 2.4m Cable management kit, Pedestal, 380mm (15") Touch Display, ChargePoint signage, Contactless credit card and RFID reader, Cellular/WiFi, UL listed, 2 year warranty. Requires at least one Power Block with Power Modules | 53460 | 52390.8
ChargePoint | Level 3 Hardware (Buy America) | EXPP-PL202X1DC-6A6S1-6A6S1-FHWA-A | ChargePoint Express Plus | BUY AMERICA FHWA compliant, Express Plus Power Link PL2000 series, North America, DC Station, Simultaneous charging, 2 x CCS1 500A liquid cooled 5.8m cable, 2 x Omni port holsters (enables CCS1 and/or NACS vehicle charging at either port), 2.4m Cable management kit, Pedestal, 380mm (15") Touch Display, Contactless credit card and RFID reader, Cellular/WiFi. | 52260 | 51214.8
ChargePoint | Level 3 Hardware | EXPP-PL2011BC-6A1S1-A | ChargePoint Express Plus | Express Plus Power Link PL2000 series, North America, DC Station, 1x CCS1 500A liquid cooled 4.5m cable, 1 Holster, 2.4m Cable management kit, Pedestal, 200mm (8") Touch Display, Contactless credit card and RFID reader, Cellular/WiFi. | 34700 | 34006
ChargePoint | Level 3 Hardware (Buy America) | EXPP-PL2011BC-6A1S1-FHWA-A | ChargePoint Express Plus | BUY AMERICA FHWA compliant, Express Plus Power Link PL2000 series, North America, DC Station, 1x CCS1 500A liquid cooled 4.5m cable, 1 Holster, 2.4m Cable management kit, Pedestal, 200mm (8") Touch Display, Contactless credit card and RFID reader, Cellular/WiFi. | 38290 | 37524.2
ChargePoint | Level 3 Hardware | EXPP-PL2011BC-6A1S1 | ChargePoint Express Plus | Express Plus Power Link PL2000 series, North America, DC Station, 1x CCS1 500A liquid cooled 5.8m cable, 1 Holster, 2.4m Cable management kit, Pedestal, 200mm (8") Touch Display, ChargePoint signage, Contactless credit card and RFID reader, Cellular/WiFi, UL listed, 2 year warranty. Requires at least one Power Block with Power Modules | 35900 | 35182
ChargePoint | Level 3 Hardware (Buy America) | EXPP-PL2011BC-6A1S1-FHWA | ChargePoint Express Plus | BUY AMERICA FHWA compliant. Express Plus Power Link PL2000 series, North America, DC Station, 1x CCS1 500A liquid cooled 5.8m cable, 1 Holster, 2.4m Cable management kit, Pedestal, 200mm (8") Touch Display, ChargePoint signage, Contactless credit card and RFID reader, Cellular/WiFi, UL listed, 2 year warranty. Requires at least one Power Block with Power Modules | 39490 | 38700.2
ChargePoint | Level 3 Hardware | EXPP-PL2011DC-6A6S1 | ChargePoint Express Plus | Express Plus Power Link PL2000 series, North America, DC Station, 1 x CCS1 500A liquid cooled 5.8m cable, 1 x Omni port holster (enables CCS1 and/or NACS vehicle charging on port), 2.4m Cable management kit, Pedestal, 380mm (15") Touch Display, ChargePoint signage, Contactless credit card and RFID reader, Cellular/WiFi, UL listed, 2 year warranty. Requires at least one Power Block with Power Modules | 37600 | 36848
ChargePoint | Level 3 Hardware | EXPP-PL2011DC-6A6S1-A | ChargePoint Express Plus | Express Plus Power Link PL2000 series, North America, DC Station, 1 x CCS1 500A liquid cooled 5.8m cable, 1 x Omni port holster (enables CCS1 and/or NACS vehicle charging on port), 2.4m Cable management kit, Pedestal, 380mm (15") Touch Display, Contactless credit card and RFID reader, Cellular/WiFi. | 35310 | 34603.8
ChargePoint | Level 3 Hardware (Buy America) | EXPP-PL2011DC-6A6S1-FHWA | ChargePoint Express Plus | BUY AMERICA FHWA compliant, Express Plus Power Link PL2000 series, North America, DC Station, 1 x CCS1 500A liquid cooled 5.8m cable, 1 x Omni port holster (enables CCS1 and/or NACS vehicle charging on port), 2.4m Cable management kit, Pedestal, 380mm (15") Touch Display, ChargePoint signage, Contactless credit card and RFID reader, Cellular/WiFi, UL listed, 2 year warranty. Requires at least one Power Block with Power Modules | 40270 | 39464.6
ChargePoint | Level 3 Hardware (Buy America) | EXPP-PL2011DC-6A6S1-FHWA-A | ChargePoint Express Plus | BUY AMERICA FHWA compliant, Express Plus Power Link PL2000 series, North America, DC Station, 1 x CCS1 500A liquid cooled 5.8m cable, 1 x Omni port holster (enables CCS1 and/or NACS vehicle charging on port), 2.4m Cable management kit, Pedestal, 380mm (15") Touch Display, Contactless credit card and RFID reader, Cellular/WiFi. | 39070 | 38288.6
ChargePoint | Level 3 Hardware | EXPP-PL202X1BC-6A1S1-2A3S1 | ChargePoint Express Plus | Express Plus Power Link PL2000 series, North America, DC Station, Simultaneous charging, 1x CCS1 500A liquid cooled 5.8m cable, 1x CHAdeMO 200A 5.8m cable, 2 Holsters, 2.4m Cable management kit, Pedestal, 200mm (8") Touch Display, ChargePoint signage, Contactless credit card and RFID reader, Cellular/WiFi, UL listed, 2 year warranty. Requires at least one Power Block with Power Modules | 44500 | 43610
ChargePoint | Level 3 Hardware (Buy America) | EXPP-PL202X1BC-6A1S1-2A3S1-FHWA | ChargePoint Express Plus | BUY AMERICA FHWA compliant. Express Plus Power Link PL2000 series, North America, DC Station, Simultaneous charging, 1x CCS1 500A liquid cooled 5.8m cable, 1x CHAdeMO 200A 5.8m cable, 2 Holsters, 2.4m Cable management kit, Pedestal, 200mm (8") Touch Display, ChargePoint signage, Contactless credit card and RFID reader, Cellular/WiFi, UL listed, 2 year warranty. Requires at least one Power Block with Power Modules | 48950 | 47971
ChargePoint | Level 3 Hardware (Buy America) | EXPP-PL202X1BC-6A1S1-6A1S1-FHWA-A | ChargePoint Express Plus | BUY AMERICA FHWA compliant, Express Plus Power Link PL2000 series, North America, DC Station, Simultaneous charging, 2x CCS1 500A liquid cooled 4.5m cable, 2 Holsters, 2.4m Cable management kit, Pedestal, 200mm (8") Touch Display, Contactless credit card and RFID reader, Cellular/WiFi | 50390 | 49382.2
ChargePoint | Level 3 Hardware | EXPP-PB1000-200A-PD | ChargePoint Power Block | The Power Block is the physical enclosure for Power Modules. A Power Block can hold up to 5 Power Modules, Power Modules sold separately. EXPP-PB1000-200A-PD is rated for 200A. The Power Block Mounting Kit (EXPP-PB1000-CMT) is required but not included. | 42785 | 41929.3
ChargePoint | Level 3 Hardware (Buy America) | EXPP-PB1000-200A-PD-FTA | ChargePoint Power Block | BUY AMERICA FTA compliant. The Power Block is the physical enclosure for Power Modules. A Power Block can hold up to 5 Power Modules, Power Modules sold separately. EXPP-PB1000-200A-PD-FTA is rated for 200A. The Power Block Mounting Kit (EXPP-PB1000-CMT) is required but not included. | 42785 | 41929.3
ChargePoint | Level 3 Hardware | EXPP-PB1000-250A-PD | ChargePoint Power Block | The Power Block is the physical enclosure for Power Modules. A Power Block can hold up to 5 Power Modules, Power Modules sold separately. EXPP-PB1000-250A-PD is rated for 250A. The Power Block Mounting Kit (EXPP-PB1000-CMT) is required but not included. | 42785 | 41929.3
ChargePoint | Level 3 Hardware (Buy America) | EXPP-PB1000-250A-PD-FTA | ChargePoint Power Block | BUY AMERICA FTA compliant. The Power Block is the physical enclosure for Power Modules. A Power Block can hold up to 5 Power Modules, Power Modules sold separately. EXPP-PB1000-250A-PD-FTA is rated for 250A. The Power Block Mounting Kit (EXPP-PB1000-CMT) is required but not included. | 42785 | 41929.3
ChargePoint | Level 3 Hardware | EXPP-PB1000-350A-PD | ChargePoint Power Block | The Power Block is the physical enclosure for Power Modules. A Power Block can hold up to 5 Power Modules, Power Modules sold separately. EXPP-PB1000-350A-PD is rated for 350A. The Power Block Mounting Kit (EXPP-PB1000-CMT) is required but not included. | 42785 | 41929.3
ChargePoint | Level 3 Hardware (Buy America) | EXPP-PB1000-350A-PD-FTA | ChargePoint Power Block | BUY AMERICA FTA compliant. The Power Block is the physical enclosure for Power Modules. A Power Block can hold up to 5 Power Modules, Power Modules sold separately. EXPP-PB1000-350A-PD-FTA is rated for 350A. The Power Block Mounting Kit (EXPP-PB1000-CMT) is required but not included. | 42785 | 41929.3
ChargePoint | Level 3 Hardware | EXPP-PB1000-500A-PD | ChargePoint Power Block | The Power Block is the physical enclosure for Power Modules. A Power Block can hold up to 5 Power Modules, Power Modules sold separately. EXPP-PB1000-500A-PD is rated for 500A. The Power Block Mounting Kit (EXPP-PB1000-CMT) is required but not included. | 42785 | 41929.3
ChargePoint | Level 3 Hardware (Buy America) | EXPP-PB1000-500A-PD-FHWA | ChargePoint Power Block | BUY AMERICA FHWA compliant. The Power Block is the physical enclosure for Power Modules. A Power Block can hold up to 5 Power Modules, Power Modules sold separately. EXPP-PB1000-500A-PD-FHWA is rated for 500A. The Power Block Mounting Kit (EXPP-PB1000-CMT) is required but not included. | 47064 | 46122.72
ChargePoint | Level 3 Hardware (Buy America) | EXPP-PB1000-350A-PD-FHWA | ChargePoint Power Block | BUY AMERICA FHWA compliant. The Power Block is the physical enclosure for Power Modules. A Power Block can hold up to 5 Power Modules, Power Modules sold separately. EXPP-PB1000-350A-PD-FHWA is rated for 350A. The Power Block Mounting Kit (EXPP-PB1000-CMT) is required but not included. | 47064 | 46122.72
ChargePoint | Level 3 Hardware (Buy America) | EXPP-PB1000-500A-PD-FTA | ChargePoint Power Block | BUY AMERICA FTA compliant. The Power Block is the physical enclosure for Power Modules. A Power Block can hold up to 5 Power Modules, Power Modules sold separately. EXPP-PB1000-500A-PD-FTA is rated for 500A. | 42785 | 41929.3
ChargePoint | Level 3 Hardware (Buy America) | EXPP-PM-40KW-FTA-FHWA | ChargePoint Power Block | BUY AMERICA FTA/FHWA compliant. 40 kW Power Module for use in Express Plus Power Block and Express 250. | 11500 | 11270
ChargePoint | Level 3 Hardware | UNIVERSAL-PM-40KW | ChargePoint Power Block | 40 kW Power Module for use in Express Plus Power Block, Express 250, and Express 280 | 10000 | 9800
ChargePoint | Level 3 Hardware (Buy America) | UNIVERSAL-PM-40KW-FTA-FHWA | ChargePoint Power Block | BUY AMERICA FTA/FHWA compliant. 40 kW Power Module for use in Express Plus Power Block, Express 250, and Express 280 | 11500 | 11270
ChargePoint | Level 3 Hardware | EXPP-PM-40KW | ChargePoint Power Block | 40 kW Power Module for use in Express Plus Power Block and Express 250 | 10000 | 9800
ChargePoint | Network Plans | CPCLD-COMMERCIAL-1 | ChargePoint CT4000/CP6000 Commercial Cloud Plan - 1YR | Prepaid Commercial Cloud Plan subscription with station management features such as: Custom Video uploads and Automatic Software Updates, driver and fleet management features including: Access Control and Pricing & Automatic Payment Collection, as well as energy and power management features which include Power Sharing. Real-time dashboards and reports provided for applicable features. Station Activation purchase required. | 375 | 367.5
ChargePoint | Network Plans | CPCLD-COMMERCIAL-2 | ChargePoint CT4000/CP6000 Commercial Cloud Plan - 2YR | Prepaid Commercial Cloud Plan subscription with station management features such as: Custom Video uploads and Automatic Software Updates, driver and fleet management features including: Access Control and Pricing & Automatic Payment Collection, as well as energy and power management features which include Power Sharing. Real-time dashboards and reports provided for applicable features. Station Activation purchase required. | 710 | 695.8
ChargePoint | Network Plans | CPCLD-COMMERCIAL-3 | ChargePoint CT4000/CP6000 Commercial Cloud Plan - 3YR | Prepaid Commercial Cloud Plan subscription with station management features such as: Custom Video uploads and Automatic Software Updates, driver and fleet management features including: Access Control and Pricing & Automatic Payment Collection, as well as energy and power management features which include Power Sharing. Real-time dashboards and reports provided for applicable features. Station Activation purchase required. | 1050 | 1029
ChargePoint | Network Plans | CPCLD-COMMERCIAL-4 | ChargePoint CT4000/CP6000 Commercial Cloud Plan - 4YR | Prepaid Commercial Cloud Plan subscription with station management features such as: Custom Video uploads and Automatic Software Updates, driver and fleet management features including: Access Control and Pricing & Automatic Payment Collection, as well as energy and power management features which include Power Sharing. Real-time dashboards and reports provided for applicable features. Station Activation purchase required. | 1350 | 1323
ChargePoint | Network Plans | CPCLD-COMMERCIAL-5 | ChargePoint CT4000/CP6000 Commercial Cloud Plan - 5YR | Prepaid Commercial Cloud Plan subscription with station management features such as: Custom Video uploads and Automatic Software Updates, driver and fleet management features including: Access Control and Pricing & Automatic Payment Collection, as well as energy and power management features which include Power Sharing. Real-time dashboards and reports provided for applicable features. Station Activation purchase required. | 1650 | 1617
ChargePoint | Network Plans | CPCLD-ENTERPRISE-1 | ChargePoint CT4000/CP6000 Enterprise Cloud Plan - 1YR | Enterprise Cloud Plan subscription with advanced station management features such as: Custom Video uploads, and Automatic Software Updates, driver and fleet management features including: Access Control and Pricing & Automatic Payment Collection, as well as advanced energy and power management features which include: Time of Use Power Sharing and Energy Management APIs. Real-time dashboards and reports provided for applicable features including 15 min meter data readings and associated advanced energy reports. | 510 | 499.8
ChargePoint | Network Plans | CPCLD-ENTERPRISE-2 | ChargePoint CT4000/CP6000 Enterprise Cloud Plan - 2YR | Enterprise Cloud Plan subscription with advanced station management features such as: Custom Video uploads, and Automatic Software Updates, driver and fleet management features including: Access Control and Pricing & Automatic Payment Collection, as well as advanced energy and power management features which include: Time of Use Power Sharing and Energy Management APIs. Real-time dashboards and reports provided for applicable features including 15 min meter data readings and associated advanced energy reports. | 975 | 955.5
ChargePoint | Network Plans | CPCLD-ENTERPRISE-3 | ChargePoint CT4000/CP6000 Enterprise Cloud Plan - 3YR | Enterprise Cloud Plan subscription with advanced station management features such as: Custom Video uploads, and Automatic Software Updates, driver and fleet management features including: Access Control and Pricing & Automatic Payment Collection, as well as advanced energy and power management features which include: Time of Use Power Sharing and Energy Management APIs. Real-time dashboards and reports provided for applicable features including 15 min meter data readings and associated advanced energy reports. | 1410 | 1381.8
ChargePoint | Network Plans | CPCLD-ENTERPRISE-4 | ChargePoint CT4000/CP6000 Enterprise Cloud Plan - 4YR | Enterprise Cloud Plan subscription with advanced station management features such as: Custom Video uploads, and Automatic Software Updates, driver and fleet management features including: Access Control and Pricing & Automatic Payment Collection, as well as advanced energy and power management features which include: Time of Use Power Sharing and Energy Management APIs. Real-time dashboards and reports provided for applicable features including 15 min meter data readings and associated advanced energy reports. | 1850 | 1813
ChargePoint | Network Plans | CPCLD-ENTERPRISE-5 | ChargePoint CT4000/CP6000 Enterprise Cloud Plan - 5YR | Enterprise Cloud Plan subscription with advanced station management features such as: Custom Video uploads, and Automatic Software Updates, driver and fleet management features including: Access Control and Pricing & Automatic Payment Collection, as well as advanced energy and power management features which include: Time of Use Power Sharing and Energy Management APIs. Real-time dashboards and reports provided for applicable features including 15 min meter data readings and associated advanced energy reports. | 2225 | 2180.5
ChargePoint | Accessories | CPE250-NACS-CABLE-REPLACEMENT-AND-KIT | ChargePoint CPE250 NACS REPLACEMENT | North American Charging Standard (NACS) cable replacement for CPE250. Includes all parts (cable and holster) and labor to replace an existing CHAdeMO cable with a 4.5m 200A NACS cable. | 3392 | 3324.16
ChargePoint | Accessories | EXPP-PL1000-CABLE-9A4S-KIT | ChargePoint EXPP NACS CABLE | 375A Standard Length NACS cable and holster insert Conversion Kit for PL1000 (without labor included) | 3392 | 3324.16
ChargePoint | Network Plans | CPCLD-POWER-1 | ChargePoint CPCLD - Power - Power-1YR | Prepaid Power Cloud Plan subscription with station management features such as Basic Fleet Vehicle Management, Automatic Software Updates, and basic Power Sharing. Real-time dashboards and reports provided for applicable features. Station Activation purchase required. | 260 | 254.8
ChargePoint | Network Plans | CPCLD-POWER-2 | ChargePoint CPCLD - Power - Power-2YR | Prepaid Power Cloud Plan subscription with station management features such as Basic Fleet Vehicle Management, Automatic Software Updates, and basic Power Sharing. Real-time dashboards and reports provided for applicable features. Station Activation purchase required. | 480 | 470.4
ChargePoint | Network Plans | CPCLD-POWER-3 | ChargePoint CPCLD - Power - Power-3YR | Prepaid Power Cloud Plan subscription with station management features such as Basic Fleet Vehicle Management, Automatic Software Updates, and basic Power Sharing. Real-time dashboards and reports provided for applicable features. Station Activation purchase required. | 700 | 686
ChargePoint | Network Plans | CPCLD-POWER-4 | ChargePoint CPCLD - Power - Power-4YR | Prepaid Power Cloud Plan subscription with station management features such as Basic Fleet Vehicle Management, Automatic Software Updates, and basic Power Sharing. Real-time dashboards and reports provided for applicable features. Station Activation purchase required. | 900 | 882
ChargePoint | Network Plans | CPCLD-POWER-5 | ChargePoint CPCLD - Power - Power-5YR | Prepaid Power Cloud Plan subscription with station management features such as Basic Fleet Vehicle Management, Automatic Software Updates, and basic Power Sharing. Real-time dashboards and reports provided for applicable features. Station Activation purchase required. | 1095 | 1073.1
ChargePoint | Network Plans | CPCLD-FLEETENT-1 | ChargePoint CPCLD - Fleetent - Fleetent-1YR | Fleet Enterprise Cloud Plan subscription. Includes advanced station management features such as: Automatic Software Updates, fleet management features including: Access Control and Pricing & Automatic Payment Collection, as well as advanced energy and power management features which include: Time of Use Power Sharing and Energy Management APIs. Real-time dashboards and reports provided for applicable features including 15 min meter data readings and associated advanced energy reports. | 480 | 470.4
ChargePoint | Network Plans | CPCLD-FLEETENT-2 | ChargePoint CPCLD - Fleetent - Fleetent-2YR | Fleet Enterprise Cloud Plan subscription. Includes advanced station management features such as: Automatic Software Updates, fleet management features including: Access Control and Pricing & Automatic Payment Collection, as well as advanced energy and power management features which include: Time of Use Power Sharing and Energy Management APIs. Real-time dashboards and reports provided for applicable features including 15 min meter data readings and associated advanced energy reports. | 900 | 882
ChargePoint | Network Plans | CPCLD-FLEETENT-3 | ChargePoint CPCLD - Fleetent - Fleetent-3YR | Fleet Enterprise Cloud Plan subscription. Includes advanced station management features such as: Automatic Software Updates, fleet management features including: Access Control and Pricing & Automatic Payment Collection, as well as advanced energy and power management features which include: Time of Use Power Sharing and Energy Management APIs. Real-time dashboards and reports provided for applicable features including 15 min meter data readings and associated advanced energy reports. | 1315 | 1288.7
ChargePoint | Network Plans | CPCLD-FLEETENT-4 | ChargePoint CPCLD - Fleetent - Fleetent-4YR | Fleet Enterprise Cloud Plan subscription. Includes advanced station management features such as: Automatic Software Updates, fleet management features including: Access Control and Pricing & Automatic Payment Collection, as well as advanced energy and power management features which include: Time of Use Power Sharing and Energy Management APIs. Real-time dashboards and reports provided for applicable features including 15 min meter data readings and associated advanced energy reports. | 1700 | 1666
ChargePoint | Network Plans | CPCLD-FLEETENT-5 | ChargePoint CPCLD - Fleetent - Fleetent-5YR | Fleet Enterprise Cloud Plan subscription. Includes advanced station management features such as: Automatic Software Updates, fleet management features including: Access Control and Pricing & Automatic Payment Collection, as well as advanced energy and power management features which include: Time of Use Power Sharing and Energy Management APIs. Real-time dashboards and reports provided for applicable features including 15 min meter data readings and associated advanced energy reports. | 2050 | 2009
ChargePoint | Level 2 Hardware | CPF50-L18 | ChargePoint CPF50 | Single Port, Wall Mount, 50A, Type 1, Cable 18', Single Phase Charger. Unit ships in 1 box. See invoice or packing slip for details. | 1900 | 1862
ChargePoint | Level 2 Hardware | CPF50-L18 WALLMNT-CMK6 | ChargePoint CPF50-L18 WALLMNT | Single Port, Wall Mount, 50A, Type 1, Cable 18', Single Phase Charger. Unit ships in 3 separate boxes. See invoice or packing slip for details. | 3300 | 3234
ChargePoint | Level 2 Hardware | CPF50-L18-PEDMNT-CMK6 | ChargePoint CPF50-L18-PEDMNT | Single Port, Pedestal Mount, 50A, Type 1, Cable 18', Single Phase Charger with 6' Cable Management Kit. Unit ships in 4 separate boxes. See invoice or packing slip for details. | 3950 | 3871
ChargePoint | Level 2 Hardware | CPF50-L18-PEDMNT-CMK6-Dual | ChargePoint CPF50-L18-PEDMNT-CMK6 | Dual Port, Pedestal Mount, 50A, Type 1, Cable 18', Single Phase Charger with Cable Management Kit. Unit ships in 5 separate boxes. See invoice or packing slip for details. | 5750 | 5635
ChargePoint | Level 2 Hardware | CPF50-L23 | ChargePoint CPF50 | Single Port, Wall Mount, 50A, Type 1, Cable 23', Single Phase Charger. Unit ships in 1 box. See invoice or packing slip for details. | 1950 | 1911
ChargePoint | Level 2 Hardware | CPF50-L23 WALLMNT-CMK8 | ChargePoint CPF50-L23 WALLMNT | Single Port, Wall Mount, 50A, Type 1, Cable 23', Single Phase Charger with 8' Cable Management Kit. Unit ships in 3 separate boxes. See invoice or packing slip for details. | 4095 | 4013.1
ChargePoint | Level 2 Hardware | CPF50-L23-PEDMNT-CMK8 | ChargePoint CPF50-L23-PEDMNT | Single Port, Pedestal Mount, 50A, Type 1, Cable 23', Single Phase Charger with 8' Cable Management Kit. Unit ships in 5 separate boxes. See invoice or packing slip for details. | 4725 | 4630.5
ChargePoint | Level 2 Hardware | CPF50-L23-PEDMNT-CMK8-Dual | ChargePoint CPF50-L23-PEDMNT-CMK8 | Dual Port, Pedestal Mount, 50A, Type 1, Cable 23', Single Phase Charger with 8' Cable Management Kit. Unit ships in 6 separate boxes. See invoice or packing slip for details. | 6625 | 6492.5
ChargePoint | Accessories | CPGW1-LTE | ChargePoint CPGW1 - Lte | The ChargePoint Gateway provides connectivity for CPF25 and CPF50 to ChargePoint's Cloud via a cell to Wi-Fi modem. One gateway can provide connectivity up-to 9 CPF25/CPF50 ports that are within 150 feet line of sight of the gateway. A gateway must be ordered for a new site, or if the site exceeds more than 9 ports, or if the CPF25/CPF50 is installed more than 150 feet from the existing gateway. | 2 | 1.96
ChargePoint | Accessories | CPF25-CCM | ChargePoint CPF25 Concrete Mounting Kit | Concrete Mounting Hardware Kit | 80 | 78.4
ChargePoint | Warranty/SLA/O&M | CPF-ASSURE1 | ChargePoint CPF - Assure ASSURE-1YR | 1 prepaid year of ChargePoint Assure for CPF stations. Includes Parts and Labor Warranty, Remote Technical Support, On-Site Repairs when needed, Unlimited Configuration Changes, and Reporting. | 210 | 205.8
ChargePoint | Warranty/SLA/O&M | CPF-ASSURE2 | ChargePoint CPF - Assure ASSURE-2YR | 2 prepaid year of ChargePoint Assure for CPF stations. Includes Parts and Labor Warranty, Remote Technical Support, On-Site Repairs when needed, Unlimited Configuration Changes, and Reporting. | 375 | 367.5
ChargePoint | Warranty/SLA/O&M | CPF-ASSURE3 | ChargePoint CPF - Assure ASSURE-3YR | 3 prepaid year of ChargePoint Assure for CPF stations. Includes Parts and Labor Warranty, Remote Technical Support, On-Site Repairs when needed, Unlimited Configuration Changes, and Reporting. | 520 | 509.6
ChargePoint | Warranty/SLA/O&M | CPF-ASSURE4 | ChargePoint CPF - Assure ASSURE-4YR | 4 prepaid year of ChargePoint Assure for CPF stations. Includes Parts and Labor Warranty, Remote Technical Support, On-Site Repairs when needed, Unlimited Configuration Changes, and Reporting. | 695 | 681.1
ChargePoint | Warranty/SLA/O&M | CPF-ASSURE5 | ChargePoint CPF - Assure ASSURE-5YR | 5 prepaid years of ChargePoint Assure. for CPF stations. Includes Parts and Labor Warranty, Remote Technical Support, On-Site Repairs when needed, Unlimited Configuration Changes, and Reporting. | 725 | 710.5
ChargePoint | Installation/Ancillary | CPF-ACTIVE | ChargePoint CPF - Activate | Initial Station Activation & Configuration Service for CPF - Activation of cloud services and configuration of radio groups, custom groups, connections, access control, visibility control, pricing, reports, and alerts. One time initial service per station. | 100 | 98
ChargePoint | Installation/Ancillary | CPF-INSTALL-COMMISSIONING | ChargePoint CPF Install Commissioning | Customer works with their own contractor to perform all construction up to the point where the stations can be bolted down and connected. ChargePoint will then engage an authorized ChargePoint Partner to install the station on the prepared site and commission the station. This includes validating that the electrical capacity, transformers, panels, breakers, wiring, cellular coverage and station installation all meet ChargePoint published requirements and local codes. Upon successful commissioning, the customer will be eligible to obtain warranty coverage under a ChargePoint Maintenance plan, sold separately. Priced per CPF station. | 1325 | 1298.5
ChargePoint | Network Plans | CPCLD-Community-1 | ChargePoint CPCLD - Community - Community-1YR | 1 prepaid year of charging management software. Service includes cloud connectivity, power management, automated driver billing and remittance, and real time dashboards and reports among other ChargePoint network features. This cloud plan prevents stations from being made public on the ChargePoint map; the station usage is limited to invited drivers. | 280 | 274.4
ChargePoint | Network Plans | CPCLD-Community-2 | ChargePoint CPCLD - Community - Community-2YR | 2 prepaid years of charging management software. Service includes cloud connectivity, power management, automated driver billing and remittance, and real time dashboards and reports among other ChargePoint network features. This cloud plan prevents stations from being made public on the ChargePoint map; the station usage is limited to invited drivers. | 550 | 539
ChargePoint | Network Plans | CPCLD-Community-3 | ChargePoint CPCLD - Community - Community-3YR | 3 prepaid years of charging management software. Service includes cloud connectivity, power management, automated driver billing and remittance, and real time dashboards and reports among other ChargePoint network features. This cloud plan prevents stations from being made public on the ChargePoint map; the station usage is limited to invited drivers. | 800 | 784
ChargePoint | Network Plans | CPCLD-Community-4 | ChargePoint CPCLD - Community - Community-4YR | 4 prepaid years of charging management software. Service includes cloud connectivity, power management, automated driver billing and remittance, and real time dashboards and reports among other ChargePoint network features. This cloud plan prevents stations from being made public on the ChargePoint map; the station usage is limited to invited drivers. | 1040 | 1019.2
ChargePoint | Network Plans | CPCLD-Community-5 | ChargePoint CPCLD - Community - Community-5YR | 5 prepaid years of charging management software. Service includes cloud connectivity, power management, automated driver billing and remittance, and real time dashboards and reports among other ChargePoint network features. This cloud plan prevents stations from being made public on the ChargePoint map; the station usage is limited to invited drivers. | 1260 | 1234.8
ChargePoint | Accessories | DC-UNIVERSAL-CMT-METRIC | ChargePoint DC - Universal-Cmt | Required metal bracket to align conduits and mounting bolts for DC power delivery products when cable entrance is from below. This bracket is to be installed into the foundation before the concrete pad is poured. Metric Units. Required for CPE250 and PDD series. | 2 | 1.96
ChargePoint | Accessories | CPE250C-625-ENABLE | ChargePoint CPE250C-625-ENABLE | Enable upgrade of CPE250 from 50 kW to 62.5 kW | 5500 | 5390
ChargePoint | Accessories | CPE250-PAIRINGKIT-F | ChargePoint CPE250-PAIRINGKIT-F | The kit required for each CPE250 station that is to be installed in a paired configuration. | 700 | 686
ChargePoint | Accessories | CPE250-Adapter | ChargePoint CPE250-Adapter | Adapter that allows a CPE250 to be installed on a concrete base/pad designed for CPE200, Black | 1075 | 1053.5
ChargePoint | Accessories | CPE250-TOOLKIT-F | ChargePoint CPE250-TOOLKIT-F | CPE250 Tool Kit | 2 | 1.96
ChargePoint | Network Plans | CPCLD-ENTERPRISE-DC-1 | ChargePoint Enterprise DC - 1YR | Enterprise Cloud Plan subscription with advanced station management features such as: Custom Video uploads, and Automatic Software Updates, driver and fleet management features including: Access Control and Pricing & Automatic Payment Collection, as well as advanced energy and power management features which include: Time of Use Power Sharing and Energy Management APIs. Real-time dashboards and reports provided for applicable features including 15 min meter data readings and associated advanced energy reports. | 1300 | 1274
ChargePoint | Network Plans | CPCLD-ENTERPRISE-DC-2 | ChargePoint Enterprise DC - 2YR | Enterprise Cloud Plan subscription with advanced station management features such as: Custom Video uploads, and Automatic Software Updates, driver and fleet management features including: Access Control and Pricing & Automatic Payment Collection, as well as advanced energy and power management features which include: Time of Use Power Sharing and Energy Management APIs. Real-time dashboards and reports provided for applicable features including 15 min meter data readings and associated advanced energy reports. | 2440 | 2391.2
ChargePoint | Network Plans | CPCLD-ENTERPRISE-DC-3 | ChargePoint Enterprise DC - 3YR | Enterprise Cloud Plan subscription with advanced station management features such as: Custom Video uploads, and Automatic Software Updates, driver and fleet management features including: Access Control and Pricing & Automatic Payment Collection, as well as advanced energy and power management features which include: Time of Use Power Sharing and Energy Management APIs. Real-time dashboards and reports provided for applicable features including 15 min meter data readings and associated advanced energy reports. | 3520 | 3449.6
ChargePoint | Network Plans | CPCLD-ENTERPRISE-DC-4 | ChargePoint Enterprise DC - 4YR | Enterprise Cloud Plan subscription with advanced station management features such as: Custom Video uploads, and Automatic Software Updates, driver and fleet management features including: Access Control and Pricing & Automatic Payment Collection, as well as advanced energy and power management features which include: Time of Use Power Sharing and Energy Management APIs. Real-time dashboards and reports provided for applicable features including 15 min meter data readings and associated advanced energy reports. | 4540 | 4449.2
ChargePoint | Network Plans | CPCLD-ENTERPRISE-DC-5 | ChargePoint Enterprise DC - 5YR | Enterprise Cloud Plan subscription with advanced station management features such as: Custom Video uploads, and Automatic Software Updates, driver and fleet management features including: Access Control and Pricing & Automatic Payment Collection, as well as advanced energy and power management features which include: Time of Use Power Sharing and Energy Management APIs. Real-time dashboards and reports provided for applicable features including 15 min meter data readings and associated advanced energy reports. | 5400 | 5292
ChargePoint | Warranty/SLA/O&M | CPE250-ASSURE-1 | ChargePoint CPE250 - Assure 1YR | 1 prepaid year of ChargePoint Assure for CPE250 stations. Includes Parts and Labor Warranty, Remote Technical Support, On-Site Repairs when needed, Unlimited Configuration Changes, and Reporting. | 2300 | 2254
ChargePoint | Warranty/SLA/O&M | CPE250-ASSURE-2 | ChargePoint CPE250 - Assure 2YR | 2 prepaid year of ChargePoint Assure for CPE250 stations. Includes Parts and Labor Warranty, Remote Technical Support, On-Site Repairs when needed, Unlimited Configuration Changes, and Reporting. | 4380 | 4292.4
ChargePoint | Warranty/SLA/O&M | CPE250-ASSURE-3 | ChargePoint CPE250 - Assure 3YR | 3 prepaid year of ChargePoint Assure for CPE250 stations. Includes Parts and Labor Warranty, Remote Technical Support, On-Site Repairs when needed, Unlimited Configuration Changes, and Reporting. | 6210 | 6085.8
ChargePoint | Warranty/SLA/O&M | CPE250-ASSURE-4 | ChargePoint CPE250 - Assure 4YR | 4 prepaid years of ChargePoint Assure for CPE250 stations. Includes Parts and Labor Warranty, Remote Technical Support, On-Site Repairs when needed, Unlimited Configuration Changes, and Reporting. | 7840 | 7683.2
ChargePoint | Warranty/SLA/O&M | CPE250-ASSURE-5 | ChargePoint CPE250 - Assure 5YR | 5 prepaid years of ChargePoint Assure for CPE250 stations. Includes Parts and Labor Warranty, Remote Technical Support, On-Site Repairs when needed, Unlimited Configuration Changes, and Reporting. | 9200 | 9016
ChargePoint | Installation/Ancillary | CPE250-COMMISSIONING | ChargePoint CPE250 - Commissioning | This service includes on-site validation of electrical capacity, customer-side transformers, panels, breakers, wiring, cellular coverage so that the station meets all ChargePoint and local code requirements. In addition to verifying and testing the installation, Commissioning also ensures the station is connected to the ChargePoint network, completing software updates and pairing configuration if applicable. In parallel, the ChargePoint Activations team will configure the station and apply policies according to the customer?s specifications. A final Commissioning Report will be provided to the customer. Note that if Commissioning cannot be performed due to site or installation deficiencies for which ChargePoint is not responsible, the customer will incur a rescheduling fee to cover redeployment costs. Priced per Express CPE250 station. | 1230 | 1205.4
ChargePoint | Accessories | CPE250-INSTALL- COMMISSIONING | ChargePoint CPE250 - Install - Commissioning | This service includes both the Installation and Commissioning of the Express CPE250 charging station. Customers must work with their contractor to perform all construction (the ?make ready?) up to the point where stations can be bolted down and connected. ChargePoint will then perform the on-site validation of electrical capacity, transformers, panels, breakers, wiring, cellular coverage so that they meet all ChargePoint and local code requirements, then install and commission the station. Before installation can begin, ChargePoint requires the customer?s ?make ready? contractor to submit evidence of adherence to ChargePoint?s standards and specifications. In addition to verifying and testing the installation, Commissioning also ensures the station is connected to the ChargePoint network, completing software updates and pairing configuration if applicable. In parallel, the ChargePoint Activations team will configure the station and apply policies according to the customer?s specifications. A final Commissioning Report will be provided to the customer. Note that if Commissioning cannot be performed due to site or installation deficiencies for which ChargePoint is not responsible, the customer will incur a rescheduling fee to cover redeployment costs. Priced per Express CPE250 stat(more...) | 4990 | 4890.2
ChargePoint | Accessories | CT1000-CPCMF-CPFL00K | ChargePoint CT1000 - RFID Card Kit | The ChargePoint RFID Fleet Card Kit includes 10 RFID Fleet Cards for charging fleet vehicles. Fleet managers log into the admin portal to set up the fleet cards and associate each card with a fleet vehicle. The Card Kit enables managers to track and manage all fleet vehicle charging within the admin portal. The RFID Fleet Cards can be used at stations owned by the organization or public ChargePoint stations. | 80 | 78.4
ChargePoint | Accessories | CT1000-CPCMF-CNCP00K | ChargePoint CT1000-CPCMF Card Kit | ChargePoint Cards in Mailing Folders - Key Fob Size. Purchase in multiples of 25 kits. 1 card per mailing folder. | 10 | 9.8
ChargePoint | Accessories | RFID-FLEET-250-NA-NST-CP | ChargePoint RFID - NA CPFLEET 2 | RFID Fleet Cards, 250 Cards, NA, No sticker, CP | 1795 | 1759.1
ChargePoint | Installation/Ancillary | CPE250-PAIRED- COMMISSIONING | ChargePoint CPE250 - Paired - Commissioning | This service includes on-site validation of electrical capacity, transformers, panels, breakers, wiring, cellular coverage so that the station meets all ChargePoint and local code requirements. In addition to verifying and testing the installation, Commissioning also ensures the station is connected to the ChargePoint network, completing software updates and pairing configuration if applicable. In parallel, the ChargePoint Activations team will configure the station and apply policies according to the customer?s specifications. A final Commissioning Report will be provided to the customer. Note that if Commissioning cannot be performed due to site or installation deficiencies for which ChargePoint is not responsible, the customer will incur a rescheduling fee to cover redeployment costs.Priced per Express CPE250 station. | 1360 | 1332.8
ChargePoint | Accessories | EXPP-PM-40KW-FHWA | BUY AMERICA FHWA ChargePoint Express Plus Power (EXPP) - Level 3 - 40kW Power Module for Power Block | BUY AMERICA FHWA compliant.40 kW Power Module for use in Power Block | 12210 | 11965.8
ChargePoint | Accessories | EXPP-PM-40KW-FTA | BUY AMERICA FTA ChargePoint Express Plus Power (EXPP) - Level 3 - 40kW Power Module for Power Block | BUY AMERICA FTA compliant. 40 kW Power Module for use in Power Block | 12765 | 12509.7
ChargePoint | Warranty/SLA/O&M | EXPP-PL2000-DUAL-ASSURE-1 | 1 YEAR ChargePoint Assure for Dual Cable EXPP-PL2000 | 1 YEAR ChargePoint Assure for Dual Cable EXPP-PL2000 | 3050 | 2989
ChargePoint | Warranty/SLA/O&M | EXPP-PL2000-DUAL-ASSURE-2 | 2 YEAR ChargePoint Assure for Dual Cable EXPP-PL2000 | 2 YEAR ChargePoint Assure for Dual Cable EXPP-PL2000 | 5782 | 5666.36
ChargePoint | Warranty/SLA/O&M | EXPP-PL2000-DUAL-ASSURE-3 | 3 YEAR ChargePoint Assure for Dual Cable EXPP-PL2000 | 3 YEAR ChargePoint Assure for Dual Cable EXPP-PL2000 | 8232 | 8067.36
ChargePoint | Warranty/SLA/O&M | EXPP-PL2000-DUAL-ASSURE-4 | 4 YEAR ChargePoint Assure for Dual Cable EXPP-PL2000 | 4 YEAR ChargePoint Assure for Dual Cable EXPP-PL2000 | 10339 | 10132.22
ChargePoint | Warranty/SLA/O&M | EXPP-PL2000-DUAL-ASSURE-5 | 5 YEAR ChargePoint Assure for Dual Cable EXPP-PL2000 | 5 YEAR ChargePoint Assure for Dual Cable EXPP-PL2000 | 12188 | 11944.24
ChargePoint | Warranty/SLA/O&M | EXPP-BLOCK-ASSURE-1 | 1 YEAR ChargePoint Assure for EXPP-BLOCK | 1 YEAR ChargePoint Assure for EXPP-BLOCK | 7250 | 7105
ChargePoint | Warranty/SLA/O&M | EXPP-BLOCK-ASSURE-2 | 2 YEAR ChargePoint Assure for EXPP-BLOCK | 2 YEAR ChargePoint Assure for EXPP-BLOCK | 13780 | 13504.4
ChargePoint | Warranty/SLA/O&M | EXPP-BLOCK-ASSURE-3 | 3 YEAR ChargePoint Assure for EXPP-BLOCK | 3 YEAR ChargePoint Assure for EXPP-BLOCK | 19590 | 19198.2
ChargePoint | Warranty/SLA/O&M | EXPP-BLOCK-ASSURE-4 | 4 YEAR ChargePoint Assure for EXPP-BLOCK | 4 YEAR ChargePoint Assure for EXPP-BLOCK | 24640 | 24147.2
ChargePoint | Warranty/SLA/O&M | EXPP-BLOCK-ASSURE-5 | 5 YEAR ChargePoint Assure for EXPP-BLOCK | 5 YEAR ChargePoint Assure for EXPP-BLOCK | 29000 | 28420
ChargePoint | Installation/Ancillary | EXPP-PL1000/PL2000-COMMISSIONING | ChargePoint EXPP-PL1000/PL2000 COMMISSIONING | Priced 1 per PowerLink - The on-site commissioning consists of checking electrical capacity, transformers, panels, breakers, wiring, cellular coverage, and that the station installation meets all ChargePoint published requirements and local codes. A successful Site Validation is a prerequisite to purchase ChargePoint Assure. | 1041 | 1020.18
ChargePoint | Installation/Ancillary | EXPP-BLOCKCOMMISSIONING | ChargePoint BOCK COMMISSIONING | Priced 1 per PowerBlock - The on-site commissioning consists of checking electrical capacity, transformers, panels, breakers, wiring, cellular coverage, and that the station installation meets all ChargePoint published requirements and local codes. A successful Site Validation is a prerequisite to purchase ChargePoint Assure. | 2082 | 2040.36
ChargePoint | Installation/Ancillary | EXPP-PL1000/PL2000-INSTALL-COMMISSIONING | ChargePoint EXPP-PL1000/PL2000 INSTALL COMMISSIONING | This service includes both the Installation and Commissioning of the Express Plus Power Link charging station. Customers must work with their contractor to perform all construction (the ‘make ready’) up to the point where the station can be bolted down and connected. ChargePoint will then perform the on-site validation of electrical capacity, transformers, panels, breakers, wiring, cellular coverage so that they meet all ChargePoint and local code requirements, then install and commission the station. Before installation can begin, ChargePoint requires the customer’s ‘make ready’ contractor to submit evidence of adherence to ChargePoint’s standards and specifications. In addition to verifying and testing the installation, Commissioning also ensures the station is connected to the ChargePoint network, completing software updates and pairing configuration if applicable. In parallel, the ChargePoint Activations team will configure the station and apply policies according to the customer’s specifications. A final Commissioning Report will be provided to the customer. Note that if Commissioning cannot be performed due to site or installation deficiencies for which ChargePoint is not responsible, the customer will incur a rescheduling fee to cover redeployment costs. Priced per Express(more...) | 2350 | 2303
ChargePoint | Installation/Ancillary | EXPP-BLOCK-INSTALL-COMMISSIONING | ChargePoint BOCK INSTALL COMMISSIONING | This service includes both the Installation and Commissioning of the Express Plus Block. Commissioning is required for all Express Plus Blocks. Customers must work with their contractor to perform all construction (the ‘make ready’) up to the point where the Express Plus Block can be bolted down and connected. ChargePoint will then perform the on-site validation of electrical capacity, transformers, panels, breakers, wiring, cellular coverage so that they meet all ChargePoint and local code requirements, then install and commission the station. Before installation can begin, ChargePoint requires the customer’s ‘make ready’ contractor to submit evidence of adherence to ChargePoint’s standards and specifications. A final Commissioning Report will be provided to the customer. Note that if Commissioning cannot be performed due to site or installation deficiencies for which ChargePoint is not responsible, the customer will incur a rescheduling fee to cover redeployment costs. Priced per Express Plus Block. | 6050 | 5929
ChargePoint | Charging as a Service (CaaS) | GOV-CAAS-CP6000-36MON | GOV-CAAS-CP6000-36MON | District Fleet GOV CAAS Subscription Bundle: Turnkey plan includes remote site plan and feasability analysis, EVSE hardware (ChargePoint CP6021) AC Station, 2 x Type 1 Cable, 80A, 1 Phase, 23' Cable, 8' Cable Management Kit, Pedestal Mount, 8" Touch Display, Contactless Credit Card and RFID Reader, Cellular/WIFI, UL, Energy Star, Power Share Jumper, Basic Installation (No Construction), ChargePoint Commercial Cloud (CPCLD-COMMERCIAL-3) network plan subscription,ChargePoint 3YR Assure Operations and Maintenance Plan, CPSUPPORT-ACTIVE station activatio for a 36 Month Term. "Make Ready" installation required in advance of "basic" installation. "Make Ready" not included. | 639 | 626.22
ChargePoint | Charging as a Service (CaaS) | GOV-CAAS-CP6000-60-MON | GOV-CAAS-CP6000-60-MON | District Fleet GOV CAAS Subscription Bundle: Turnkey plan includes remote site plan and feasability analysis, EVSE hardware (ChargePoint CP6021) AC Station, 2 x Type 1 Cable, 80A, 1 Phase, 23' Cable, 8' Cable Management Kit, Pedestal Mount, 8" Touch Display, Contactless Credit Card and RFID Reader, Cellular/WIFI, UL, Energy Star, Power Share Jumper, Basic Installation (No Construction), ChargePoint Commercial Cloud (CPCLD-COMMERCIAL-5) network plan subscription,ChargePoint 5YR Assure Operations and Maintenance Plan, CPSUPPORT-ACTIVE station activation for a 60 Month Term. "Make Ready" installation required in advance of "basic" installation. "Make Ready" not included. | 428 | 419.44
0
Chargie | Charging as a Service (CaaS) | GOV-CAAS-D48A-PowerCharge-36MON | GOV-CAAS-Dual 48A-PowerCharge-36MON | District Fleet GOV CAAS Subscription Bundle: Turnkey plan includes remote site plan and evaluation, EVSE hardware (E48C03-DPP-CR). PowerCharge Energy Series, Adjustable 48A/40A/32A, Pedestal Mount, Dual Port, 3.5" LCD Display, RFID Reader, Gateway 4G, Cable Retractor, Basic Installation (No Construction), Software, Chargie Fleet Platform - 3YR FedRAMP authorized centralized live monitoring with a real-time dashboard. Energy consumption, meter data reporting, and cost analysis reports provided for applicable features. Driver management, vehicle and RFID registration, smart charging and demand management tools, payment collection, pricing tools, access controls, automatic software updates, remote station monitoring, and 24/7 customer support Includes network data package and Chargie L2 Connectivity Solution. Operations and Maintenance via Chargie GOV SLA - 3YR Direct technical support access, proactive monitoring, and alerting supported by 24/7 Network Operations Center (NOC). Expedited dispatch for break/fix, corrective maintenance field service. Includes cost of parts and labor for in warranty repair of Chargie Certified EVSE. 36 Month Term. "Make Ready" installation required in advance of "basic" installation. "Make Ready" not included. | 455 | 445.9
Chargie | Charging as a Service (CaaS) | GOV-CAAS-D48A-PowerCharge-60MON | GOV-CAAS-Dual 48A-PowerCharge-60MON | District Fleet GOV CAAS Subscription Bundle: Turnkey plan includes remote site plan and evaluation, EVSE hardware (E48C03-DPP-CR). PowerCharge Energy Series, Adjustable 48A/40A/32A, Pedestal Mount, Dual Port, 3.5" LCD Display, RFID Reader, Gateway 4G, Cable Retractor, Basic Installation (No Construction), Software, Chargie Fleet Platform - 5YR FedRAMP authorized centralized live monitoring with a real-time dashboard. Energy consumption, meter data reporting, and cost analysis reports provided for applicable features. Driver management, vehicle and RFID registration, smart charging and demand management tools, payment collection, pricing tools, access controls, automatic software updates, remote station monitoring, and 24/7 customer support Includes network data package and Chargie L2 Connectivity Solution. Operations and Maintenance via Chargie GOV SLA - 5 YR Direct technical support access, proactive monitoring, and alerting supported by 24/7 Network Operations Center (NOC). Expedited dispatch for break/fix, corrective maintenance field service. Includes cost of parts and labor for in warranty repair of Chargie Certified EVSE. 60 Month Term. "Make Ready" installation required in advance of "basic" installation. "Make Ready" not included. | 315 | 308.7
Chargie | Charging as a Service (CaaS) | GOV-CAAS-D80A-PowerCharge-36MON | GOV-CAAS-Dual 80A-PowerCharge-36MON | District Fleet GOV CAAS Subscription Bundle: Turnkey plan includes remote site plan and evaluation, EVSE hardware (E80C03-DPP-CR). PowerCharge Energy Series, Adjustable 80A/64A/48A/40A/32A, Pedestal Mount, Dual Port, 3.5" LCD Display, RFID Reader, Gateway 4G, Cable Retractor, Basic Installation (No Construction), Software, Chargie Fleet Platform - 3YR FedRAMP authorized centralized live monitoring with a real-time dashboard. Energy consumption, meter data reporting, and cost analysis reports provided for applicable features. Driver management, vehicle and RFID registration, smart charging and demand management tools, payment collection, pricing tools, access controls, automatic software updates, remote station monitoring, and 24/7 customer support Includes network data package and Chargie L2 Connectivity Solution. Operations and Maintenance via Chargie GOV SLA - 3YR Direct technical support access, proactive monitoring, and alerting supported by 24/7 Network Operations Center (NOC). Expedited dispatch for break/fix, corrective maintenance field service. Includes cost of parts and labor for in warranty repair of Chargie Certified EVSE. 36 Month Term. "Make Ready" installation required in advance of "basic" installation. "Make Ready" not included. | 556 | 544.88
Chargie | Charging as a Service (CaaS) | GOV-CAAS-D80A-PowerCharge-36MON | GOV-CAAS-Dual 80A-PowerCharge-60MON | District Fleet GOV CAAS Subscription Bundle: Turnkey plan includes remote site plan and evaluation, EVSE hardware (E80C03-DPP-CR). PowerCharge Energy Series, Adjustable 80A/64A/48A/40A/32A, Pedestal Mount, Dual Port, 3.5" LCD Display, RFID Reader, Gateway 4G, Cable Retractor, Basic Installation (No Construction), Software, Chargie Fleet Platform - 5YR FedRAMP authorized centralized live monitoring with a real-time dashboard. Energy consumption, meter data reporting, and cost analysis reports provided for applicable features. Driver management, vehicle and RFID registration, smart charging and demand management tools, payment collection, pricing tools, access controls, automatic software updates, remote station monitoring, and 24/7 customer support Includes network data package and Chargie L2 Connectivity Solution. Operations and Maintenance via Chargie GOV SLA - 5 YR Direct technical support access, proactive monitoring, and alerting supported by 24/7 Network Operations Center (NOC). Expedited dispatch for break/fix, corrective maintenance field service. Includes cost of parts and labor for in warranty repair of Chargie Certified EVSE. 60 Month Term. "Make Ready" installation required in advance of "basic" installation. "Make Ready" not included. | 365 | 357.7
Chargie | Network Plans | CH-L2-ENTP-1YR | Chargie L2 Enterprise Software Plan - 1YR | Chargie Enterprise Platform - 1 YR. FedRAMP authorized real-time dashboard, utilization and revenue reports provided for applicable features. Payment collection, pricing tools, RFID registration, basic load management, demand response, access controls, and automatic software updates. Includes remote station monitoring, alerting and 24/7 customer support. Station activation included. Appropriate for workplace applications. Plan is per port. Purchase of Chargie Gateway, Extenders and network data package may be required. | 429 | 420.42
Chargie | Network Plans | CH-L2-ENTP-3YR | Chargie L2 Enterprise Software Plan - 3YR | Chargie Enterprise Platform - 3 YR. FedRAMP authorized real-time dashboard, utilization and revenue reports provided for applicable features. Payment collection, pricing tools, RFID registration, basic load management, demand response, access controls, and automatic software updates. Includes remote station monitoring, alerting and 24/7 customer support. Station activation included. Appropriate for workplace applications. Plan is per port. Purchase of Chargie Gateway, Extenders and network data package may be required. | 1222.65 | 1198.197
Chargie | Network Plans | CH-L2-ENTP-5YR | Chargie L2 Enterprise Software Plan - 5YR | Chargie Enterprise Platform - 5 YR. FedRAMP authorized real-time dashboard, utilization and revenue reports provided for applicable features. Payment collection, pricing tools, RFID registration, basic load management, demand response, access controls, and automatic software updates. Includes remote station monitoring, alerting and 24/7 customer support. Station activation included. Appropriate for workplace applications. Plan is per port. Purchase of Chargie Gateway, Extenders and network data package may be required. | 1930.5 | 1891.89
Chargie | Network Plans | CH-L3-ENTP-1YR | Chargie L3 Enterprise Software Plan - 1YR | Chargie Enterprise Platform - 1 YR. FedRAMP authorized real-time dashboard, utilization and revenue reports provided for applicable features. Payment collection, pricing tools, RFID registration, basic load management, demand response, access controls, and automatic software updates. Includes remote station monitoring, alerting and 24/7 customer support. Station activation included. Appropriate for workplace applications. Plan is per port. Purchase of Chargie Gateway, Extenders and network data package may be required. | 1029.6 | 1009.008
Chargie | Network Plans | CH-L3-ENTP-3YR | Chargie L3 Enterprise Software Plan - 3YR | Chargie Enterprise Platform - 3 YR. FedRAMP authorized real-time dashboard, utilization and revenue reports provided for applicable features. Payment collection, pricing tools, RFID registration, basic load management, demand response, access controls, and automatic software updates. Includes remote station monitoring, alerting and 24/7 customer support. Station activation included. Appropriate for workplace applications. Plan is per port. Purchase of Chargie Gateway, Extenders and network data package may be required. | 2934.36 | 2875.6728
Chargie | Network Plans | CH-L3-ENTP-5YR | Chargie L3 Enterprise Software Plan - 5YR | Chargie Enterprise Platform - 5 YR.FedRAMP authorized real-time dashboard, utilization and revenue reports provided for applicable features. Payment collection, pricing tools, RFID registration, basic load management, demand response, access controls, and automatic software updates. Includes remote station monitoring, alerting and 24/7 customer support. Station activation included. Appropriate for workplace applications. Plan is per port. Purchase of Chargie Gateway, Extenders and network data package may be required. | 4633.2 | 4540.536
Chargie | Network Plans | CH-L2-FLEET-1YR | Chargie L2 Fleet Software Plan - 1YR | Chargie Fleet Platform - 1YR. FedRAMP authorized real-time dashboard with all features included in the Chargie Enterprise Platform plus remote station commands, station logs and troubleshooting. Integration with WEX and advanced vehicle management (including support for GOVs and POVs). Enhanced load management and prioritization features, peak shifting, and peak shaving. Advanced reporting functionality. Station activation included. Best for government vehicles and fleet applications. Plan is per port. Purchase of Chargie Gateway, Extenders and network data package may be required. | 561 | 549.78
Chargie | Network Plans | CH-L2-FLEET-3YR | Chargie L2 Fleet Software Plan - 3YR | Chargie Fleet Platform - 3YR. FedRAMP authorized real-time dashboard with all features included in the Chargie Enterprise Platform plus remote station commands, station logs and troubleshooting. Integration with WEX and advanced vehicle management (including support for GOVs and POVs). Enhanced load management and prioritization features, peak shifting, and peak shaving. Advanced reporting functionality. Station activation included. Best for government vehicles and fleet applications. Plan is per port. Purchase of Chargie Gateway, Extenders and network data package may be required. | 1598.85 | 1566.873
Chargie | Network Plans | CH-L2-FLEET-5YR | Chargie L2 Fleet Software Plan - 5YR | Chargie Fleet Platform - 5YR. FedRAMP authorized real-time dashboard with all features included in the Chargie Enterprise Platform plus remote station commands, station logs and troubleshooting. Integration with WEX and advanced vehicle management (including support for GOVs and POVs). Enhanced load management and prioritization features, peak shifting, and peak shaving. Advanced reporting functionality. Station activation included. Best for government vehicles and fleet applications. Plan is per port. Purchase of Chargie Gateway, Extenders and network data package may be required. | 2524.5 | 2474.01
Chargie | Network Plans | CH-L3-FLEET-1YR | Chargie L3 Fleet Software Plan - 1YR | Chargie Fleet Platform - 1YR. FedRAMP authorized real-time dashboard with all features included in the Chargie Enterprise Platform plus remote station commands, station logs and troubleshooting. Integration with WEX and advanced vehicle management (including support for GOVs and POVs). Enhanced load management and prioritization features, peak shifting, and peak shaving. Advanced reporting functionality. Station activation included. Best for government vehicles and fleet applications. Plan is per port. Purchase of Chargie Gateway, Extenders and network data package may be required. | 1346.4 | 1319.472
Chargie | Network Plans | CH-L3-FLEET-3YR | Chargie L3 Fleet Software Plan - 3YR | Chargie Fleet Platform - 3YR. FedRAMP authorized real-time dashboard with all features included in the Chargie Enterprise Platform plus remote station commands, station logs and troubleshooting. Integration with WEX and advanced vehicle management (including support for GOVs and POVs). Enhanced load management and prioritization features, peak shifting, and peak shaving. Advanced reporting functionality. Station activation included. Best for government vehicles and fleet applications. Plan is per port. Purchase of Chargie Gateway, Extenders and network data package may be required. | 3837.24 | 3760.4952
Chargie | Network Plans | CH-L3-FLEET-5YR | Chargie L3 Fleet Software Plan - 5YR | Chargie Fleet Platform - 5YR. FedRAMP authorized real-time dashboard with all features included in the Chargie Enterprise Platform plus remote station commands, station logs and troubleshooting. Integration with WEX and advanced vehicle management (including support for GOVs and POVs). Enhanced load management and prioritization features, peak shifting, and peak shaving. Advanced reporting functionality. Station activation included. Best for government vehicles and fleet applications. Plan is per port. Purchase of Chargie Gateway, Extenders and network data package may be required. | 6058.8 | 5937.624
Chargie | Accessories | CH-NET-WG1 | Chargie Network Gateway Solution | Chargie Network Gateway Solution supporting Chargie secure wireless network connectivity. Provides private LTE backhaul service for seamless, secure charging station connectivity into Chargie FedRAMP authorized software platforms as well as advanced edge firewall services and packet filtering for maximum security, threat management and optimal data flow. Radio Frequency design and activation included. Network data package included. Chargie Network Extension Solution may be required. | 3036 | 2975.28
Chargie | Accessories | CH-NET-AP1 | Chargie Network Extension Solution | Chargie Network Extension Solution installed within 300 feet of the Chargie Network Gateway Solution. Supports Chargie secure wireless network connectivity to charging stations installed within 50 feet of the Chargie Network Extension Solution. Activation included. | 303.6 | 297.528
Chargie | Accessories | CH-NET-LTE1 | Chargie Network Stand Alone LTE Solution | Chargie Network Stand Alone LTE Solution for direct private LTE wireless network connectivity between charging stations and Chargie FedRAMP authorized software platforms. Network data package included. Activation included. | 91.08 | 89.2584
Chargie | Warranty/SLA/O&M | CG-L2-GOV-SLA-1YR | Chargie L2 Gov SLA - 1YR | Chargie L2 Gov SLA - 1YR. Direct technical support access, proactive monitoring, and alerting supported by 24/7 Network Operations Center (NOC). Expedited dispatch for break/fix, corrective maintenance field service. Includes cost of parts and labor for in warranty repair of Chargie Certified EVSE. Equipment must have matching extended warranty and service term-lengths. | 635 | 622.3
Chargie | Warranty/SLA/O&M | CG-L2-GOV-SLA-3YR | Chargie L2 Gov SLA - 3YR | Chargie L2 Gov SLA - 3YR. Direct technical support access, proactive monitoring, and alerting supported by 24/7 Network Operations Center (NOC). Expedited dispatch for break/fix, corrective maintenance field service. Includes cost of parts and labor for in warranty repair of Chargie Certified EVSE. Equipment must have matching extended warranty and service term-lengths. | 1810 | 1773.8
Chargie | Warranty/SLA/O&M | CG-L2-GOV-SLA-5YR | Chargie L2 Gov SLA - 5YR | Chargie L2 Gov SLA - 5YR. Direct technical support access, proactive monitoring, and alerting supported by 24/7 Network Operations Center (NOC). Expedited dispatch for break/fix, corrective maintenance field service. Includes cost of parts and labor for in warranty repair of Chargie Certified EVSE. Equipment must have matching extended warranty and service term-lengths. | 2858 | 2800.84
Chargie | Warranty/SLA/O&M | CG-L3-A-GOV-SLA-1YR | Chargie L3 <100 kW Gov SLA - 1YR | Chargie L3 <100 kW Gov SLA - 1YR. Direct technical support access, proactive monitoring, and alerting supported by 24/7 Network Operations Center (NOC). Expedited dispatch for break/fix, corrective maintenance field service. Includes cost of parts and labor for in warranty repair of Chargie Certified EVSE. Equipment must have matching extended warranty and service term-lengths. | 5000 | 4900
Chargie | Warranty/SLA/O&M | CG-L3-A-GOV-SLA-3YR | Chargie L3 <100 kW Gov SLA - 3YR | Chargie L3 <100 kW Gov SLA - 3YR. Direct technical support access, proactive monitoring, and alerting supported by 24/7 Network Operations Center (NOC). Expedited dispatch for break/fix, corrective maintenance field service. Includes cost of parts and labor for in warranty repair of Chargie Certified EVSE. Equipment must have matching extended warranty and service term-lengths. | 14250 | 13965
Chargie | Warranty/SLA/O&M | CG-L3-A-GOV-SLA-5YR | Chargie L3 <100 kW Gov SLA - 5YR | Chargie L3 <100 kW Gov SLA - 5YR. Direct technical support access, proactive monitoring, and alerting supported by 24/7 Network Operations Center (NOC). Expedited dispatch for break/fix, corrective maintenance field service. Includes cost of parts and labor for in warranty repair of Chargie Certified EVSE. Equipment must have matching extended warranty and service term-lengths. | 27000 | 26460
Chargie | Warranty/SLA/O&M | CG-L3-B-GOV-SLA-1YR | Chargie L3 >100 kW Gov SLA - 1YR | Chargie L3 >100 kW Gov SLA - 1YR. Direct technical support access, proactive monitoring, and alerting supported by 24/7 Network Operations Center (NOC). Expedited dispatch for break/fix, corrective maintenance field service. Includes cost of parts and labor for in warranty repair of Chargie Certified EVSE. Equipment must have matching extended warranty and service term-lengths. Note: High-Power L3 Chargie Certified EVSE must be paired with the L3 High-Power kW Service Plan. | 6000 | 5880
Chargie | Warranty/SLA/O&M | CG-L3-B-GOV-SLA-3YR | Chargie L3 >100 kW Gov SLA - 3YR | Chargie L3 >100 kW Gov SLA - 3YR. Direct technical support access, proactive monitoring, and alerting supported by 24/7 Network Operations Center (NOC). Expedited dispatch for break/fix, corrective maintenance field service. Includes cost of parts and labor for in warranty repair of Chargie Certified EVSE. Equipment must have matching extended warranty and service term-lengths. Note: High-Power L3 Chargie Certified EVSE must be paired with the L3 High-Power kW Service Plan. | 17100 | 16758
Chargie | Warranty/SLA/O&M | CG-L3-B-GOV-SLA-5YR | Chargie L3 >100 kW Gov SLA - 5YR | Chargie L3 >100 kW Gov SLA - 5YR. Direct technical support access, proactive monitoring, and alerting supported by 24/7 Network Operations Center (NOC). Expedited dispatch for break/fix, corrective maintenance field service. Includes cost of parts and labor for in warranty repair of Chargie Certified EVSE. Equipment must have matching extended warranty and service term-lengths. Note: High-Power L3 Chargie Certified EVSE must be paired with the L3 High-Power kW Service Plan. | 38640 | 37867.2
Chargie | Level 2 Hardware | CH-L-48-PRA-1-18 | L2 48A Single/Wall/18' | 48A Single-port wall mount charging station with 3.5" LCD screen and 18' cable (J1772, WiFi, RFID, ISO-15118 compliant) | 1142.64 | 1119.7872
Chargie | Level 2 Hardware | CH-L-48-PRA-1-18-P | L2 48A Single/Ped/18' | 48A Single-port pedestal mount charging station with 3.5" LCD screen and 18' Cable (J1772, WiFi, RFID, ISO-15118 compliant) | 1952.01 | 1912.9698
Chargie | Level 2 Hardware | CH-L-48-PRA-1-18-DP | L2 48A Dual/Ped/18' | 48A Dual-port pedestal mount charging station with 3.5" LCD screen and 18' Cable (J1772, WiFi, RFID, ISO-15118 compliant) | 3094.65 | 3032.757
Chargie | Level 2 Hardware | CH-L-48-PRA-1-18-DPR | L2 48A Dual/Ped/Retract/18' | 48A Dual-port pedestal mount charging station with 3.5" LCD screen, retractor, and 18' Cable (J1772, WiFi, RFID, ISO-15118 compliant) | 5173.62 | 5070.1476
Chargie | Level 2 Hardware | CH-L-48-PRA-1-25 | L2 48A Single/Wall/25' | 48A Single-port wall mount charging station with 3.5" LCD screen and 25' Cable (J1772, WiFi, RFID, ISO-15118 compliant) | 1380.69 | 1353.0762
Chargie | Level 2 Hardware | CH-L-48-PRA-1-25-P | L2 48A Single/Ped/25' | 48A Single-port pedestal mount charging station with 3.5" LCD screen and 25' Cable (J1772, WiFi, RFID, ISO-15118 compliant) | 2190.06 | 2146.2588
Chargie | Level 2 Hardware | CH-L-48-PRA-1-25-DP | L2 48A Dual/Ped/25' | 48A Dual-port pedestal mount charging station with 3.5" LCD screen and 25' Cable (J1772, WiFi, RFID, ISO-15118 compliant) | 3570.75 | 3499.335
Chargie | Level 2 Hardware | CH-L-48-PRA-1-25-DPR | L2 48A Dual/Ped/Retract/25' | 48A Dual-port pedestal mount charging station with 3.5" LCD screen, retractor, and 25' Cable (J1772, WiFi, RFID, ISO-15118 compliant) | 5649.72 | 5536.7256
Chargie | Level 2 Hardware | CH-L-48-PRAC-1-18 | L2 48A Single/LTE/Wall/18' | 48A Single-port wall mount charging station with 3.5" LCD screen and 18' Cable (J1772, WiFi, RFID, Cellular, ISO-15118 compliant) | 1555.26 | 1524.1548
Chargie | Level 2 Hardware | CH-L-48-PRAC-1-18-P | L2 48A Single/LTE/Ped/18' | 48A Single-port pedestal mount charging station with 3.5" LCD screen and 18' Cable (J1772, WiFi, RFID, Cellular, ISO-15118 compliant) | 2364.63 | 2317.3374
Chargie | Level 2 Hardware | CH-L-48-PRAC-1-18-DP | L2 48A Dual/LTE/Ped/18' | 48A Dual-port pedestal mount charging station with 3.5" LCD screen and 18' Cable (J1772, WiFi, RFID, Cellular, ISO-15118 compliant) | 3919.89 | 3841.4922
Chargie | Level 2 Hardware | CH-L-48-PRAC-1-18-DPR | L2 48A Dual/LTE/Ped/Retract/18' | 48A Dual-port pedestal mount charging station with 3.5" LCD screen, retractor, and 18' Cable (J1772, WiFi, RFID, Cellular, ISO-15118 compliant) | 5998.86 | 5878.8828
Chargie | Level 2 Hardware | CH-L-48-PRAC-1-25 | L2 48A Single/LTE/Wall/25' | 48A Single-port wall mount charging station with 3.5" LCD screen and 25' Cable (J1772, WiFi, RFID, Cellular, ISO-15118 compliant) | 1793.31 | 1757.4438
Chargie | Level 2 Hardware | CH-L-48-PRAC-1-25-P | L2 48A Single/LTE/Ped/25' | 48A Single-port pedestal mount charging station with 3.5" LCD screen and 25' Cable (J1772, WiFi, RFID, Cellular, ISO-15118 compliant) | 2602.68 | 2550.6264
Chargie | Level 2 Hardware | CH-L-48-PRAC-1-25-DP | L2 48A Dual/LTE/Ped/25' | 48A Dual-port pedestal mount charging station with 3.5" LCD screen and 25' Cable (J1772, WiFi, RFID, Cellular, ISO-15118 compliant) | 4395.99 | 4308.0702
Chargie | Level 2 Hardware | CH-L-48-PRAC-1-25-DPR | L2 48A Dual/LTE/Ped/Retract/25' | 48A Dual-port pedestal mount charging station with 3.5" LCD screen, retractor, and 25' Cable (J1772, WiFi, RFID, Cellular, ISO-15118 compliant) | 6474.96 | 6345.4608
Chargie | Level 2 Hardware | CH-L-48-PRAT-1-18 | L2 48A Single/CCR/Wall/18' | 48A Single-port wall mount charging station with 3.5" LCD screen, contactless credit card reader, and 18' Cable (J1772, WiFi, RFID, ISO-15118 compliant) | 1729.83 | 1695.2334
Chargie | Level 2 Hardware | CH-L-48-PRAT-1-18-P | L2 48A Single/CCR/Ped/18' | 48A Single-port pedestal mount charging station with 3.5" LCD screen, contactless credit card reader, and 18' Cable (J1772, WiFi, RFID, ISO-15118 compliant) | 2539.2 | 2488.416
Chargie | Level 2 Hardware | CH-L-48-PRAT-1-18-DP | L2 48A Dual/CCR/Ped/18' | 48A Dual-port pedestal mount charging station with 3.5" LCD screen, contactless credit card reader, and 18' Cable (J1772, WiFi, RFID, ISO-15118 compliant) | 4269.03 | 4183.6494
Chargie | Level 2 Hardware | CH-L-48-PRAT-1-18-DPR | L2 48A Dual/CCR/Ped/Retract/18' | 48A Dual-port pedestal mount charging station with 3.5" LCD screen, contactless credit card reader, retractor, and 18' Cable (J1772, WiFi, RFID, ISO-15118 compliant) | 6348 | 6221.04
Chargie | Level 2 Hardware | CH-L-48-PRAT-1-25 | L2 48A Single/CCR/Wall/25' | 48A Single-port wall mount charging station with 3.5" LCD screen, contactless credit card reader, and 25' Cable (J1772, WiFi, RFID, ISO-15118 compliant) | 1967.88 | 1928.5224
Chargie | Level 2 Hardware | CH-L-48-PRAT-1-25-P | L2 48A Single/CCR/Ped/25' | 48A Single-port pedestal mount charging station with 3.5" LCD screen, contactless credit card reader, and 25' Cable (J1772, WiFi, RFID, ISO-15118 compliant) | 2777.25 | 2721.705
Chargie | Level 2 Hardware | CH-L-48-PRAT-1-25-DP | L2 48A Dual/CCR/Ped/25' | 48A Dual-port pedestal mount charging station with 3.5" LCD screen, contactless credit card reader, and 25' Cable (J1772, WiFi, RFID, ISO-15118 compliant) | 4745.13 | 4650.2274
Chargie | Level 2 Hardware | CH-L-48-PRAT-1-25-DPR | L2 48A Dual/CCR/Ped/Retract/25' | 48A Dual-port pedestal mount charging station with 3.5" LCD screen, contactless credit card reader, retractor, and 25' Cable (J1772, WiFi, RFID, ISO-15118 compliant) | 6824.1 | 6687.618
Chargie | Level 2 Hardware | CH-L-48-PRACT-1-18 | L2 48A Single/LTE/CCR/Wall/18' | 48A Single-port wall mount charging station with 3.5" LCD screen, contactless credit card reader, and 18' Cable (J1772, WiFi, RFID, Cellular, ISO-15118 compliant) | 2142.45 | 2099.601
Chargie | Level 2 Hardware | CH-L-48-PRACT-1-18-P | L2 48A Single/LTE/CCR/Ped/18' | 48A Single-port pedestal mount charging station with 3.5" LCD screen, contactless credit card reader, and 18' Cable (J1772, WiFi, RFID, Cellular, ISO-15118 compliant) | 2951.82 | 2892.7836
Chargie | Level 2 Hardware | CH-L-48-PRACT-1-18-DP | L2 48A Dual/LTE/CCR/Ped/18' | 48A Dual-port pedestal mount charging station with 3.5" LCD screen, contactless credit card reader, and 18' Cable (J1772, WiFi, RFID, Cellular, ISO-15118 compliant) | 5094.27 | 4992.3846
Chargie | Level 2 Hardware | CH-L-48-PRACT-1-18-DPR | L2 48A Dual/LTE/CCR/Ped/Retract/18' | 48A Dual-port pedestal mount charging station with 3.5" LCD screen, contactless credit card reader, retractor, and 18' Cable (J1772, WiFi, RFID, Cellular, ISO-15118 compliant) | 7173.24 | 7029.7752
Chargie | Level 2 Hardware | CH-L-48-PRACT-1-25 | L2 48A Single/LTE/CCR/Wall/25' | 48A Single-port wall mount charging station with 3.5" LCD screen, contactless credit card reader, and 25' Cable (J1772, WiFi, RFID, Cellular, ISO-15118 compliant) | 2380.5 | 2332.89
Chargie | Level 2 Hardware | CH-L-48-PRACT-1-25-P | L2 48A Single/LTE/CCR/Ped/25' | 48A Single-port pedestal mount charging station with 3.5" LCD screen, contactless credit card reader, and 25' Cable (J1772, WiFi, RFID, Cellular, ISO-15118 compliant) | 3189.87 | 3126.0726
Chargie | Level 2 Hardware | CH-L-48-PRACT-1-25-DP | L2 48A Dual/LTE/CCR/Ped/25' | 48A Dual-port pedestal mount charging station with 3.5" LCD screen, contactless credit card reader, and 25' Cable (J1772, WiFi, RFID, Cellular, ISO-15118 compliant) | 5570.37 | 5458.9626
Chargie | Level 2 Hardware | CH-L-48-PRACT-1-25-DPR | L2 48A Dual/LTE/CCR/Ped/Retract/25' | 48A Dual-port pedestal mount charging station with 3.5" LCD screen, contactless credit card reader, retractor, and 25' Cable (J1772, WiFi, RFID, Cellular, ISO-15118 compliant) | 7649.34 | 7496.3532
Chargie | Level 2 Hardware | CH-L-48-PRA-1-18-32 | L2 32A Single/Wall/18' | 32A Single-port wall mount charging station with 3.5" LCD screen and 18' Cable (J1772, WiFi, RFID, ISO-15118 compliant) | 1142.64 | 1119.7872
Chargie | Level 2 Hardware | CH-L-48-PRA-1-18-32-P | L2 32A Single/Ped/18' | 32A Single-port pedestal mount charging station with 3.5" LCD screen and 18' Cable (J1772, WiFi, RFID, ISO-15118 compliant) | 1952.01 | 1912.9698
Chargie | Level 2 Hardware | CH-L-48-PRA-1-18-32-DP | L2 32A Dual/Ped/18' | 32A Dual-port pedestal mount charging station with 3.5" LCD screen and 18' Cable (J1772, WiFi, RFID, ISO-15118 compliant) | 3094.65 | 3032.757
Chargie | Level 2 Hardware | CH-L-48-PRA-1-18-32-DPR | L2 32A Dual/Ped/Retract/18' | 32A Dual-port pedestal mount charging station with 3.5" LCD screen, retractor, and 18' Cable (J1772, WiFi, RFID, ISO-15118 compliant) | 5173.62 | 5070.1476
Chargie | Level 2 Hardware | CH-L-48-PRA-1-25-32 | L2 32A Single/Wall/25' | 32A Single-port wall mount charging station with 3.5" LCD screen and 25' Cable (J1772, WiFi, RFID, ISO-15118 compliant) | 1380.69 | 1353.0762
Chargie | Level 2 Hardware | CH-L-48-PRA-1-25-32-P | L2 32A Single/Ped/25' | 32A Single-port pedestal mount charging station with 3.5" LCD screen and 25' Cable (J1772, WiFi, RFID, ISO-15118 compliant) | 2190.06 | 2146.2588
Chargie | Level 2 Hardware | CH-L-48-PRA-1-25-32-DP | L2 32A Dual/Ped/25' | 32A Dual-port pedestal mount charging station with 3.5" LCD screen and 25' Cable (J1772, WiFi, RFID, ISO-15118 compliant) | 3570.75 | 3499.335
Chargie | Level 2 Hardware | CH-L-48-PRA-1-25-32-DPR | L2 32A Dual/Ped/Retract/25' | 32A Dual-port pedestal mount charging station with 3.5" LCD screen, retractor, and 25' Cable (J1772, WiFi, RFID, ISO-15118 compliant) | 5649.72 | 5536.7256
Chargie | Level 2 Hardware | CH-L-48-PRAC-1-18-32 | L2 32A Single/LTE/Wall/18' | 32A Single-port wall mount charging station with 3.5" LCD screen and 18' Cable (J1772, WiFi, RFID, Cellular, ISO-15118 compliant) | 1555.26 | 1524.1548
Chargie | Level 2 Hardware | CH-L-48-PRAC-1-18-32-P | L2 32A Single/LTE/Ped/18' | 32A Single-port pedestal mount charging station with 3.5" LCD screen and 18' Cable (J1772, WiFi, RFID, Cellular, ISO-15118 compliant) | 2364.63 | 2317.3374
Chargie | Level 2 Hardware | CH-L-48-PRAC-1-18-32-DP | L2 32A Dual/LTE/Ped/18' | 32A Dual-port pedestal mount charging station with 3.5" LCD screen and 18' Cable (J1772, WiFi, RFID, Cellular, ISO-15118 compliant) | 3919.89 | 3841.4922
Chargie | Level 2 Hardware | CH-L-48-PRAC-1-18-32-DPR | L2 32A Dual/LTE/Ped/Retract/18' | 32A Dual-port pedestal mount charging station with 3.5" LCD screen, retractor, and 18' Cable (J1772, WiFi, RFID, Cellular, ISO-15118 compliant) | 5998.86 | 5878.8828
Chargie | Level 2 Hardware | CH-L-48-PRAC-1-25-32 | L2 32A Single/LTE/Wall/25' | 32A Single-port wall mount charging station with 3.5" LCD screen and 25' Cable (J1772, WiFi, RFID, Cellular, ISO-15118 compliant) | 1793.31 | 1757.4438
Chargie | Level 2 Hardware | CH-L-48-PRAC-1-25-32-P | L2 32A Single/LTE/Ped/25' | 32A Single-port pedestal mount charging station with 3.5" LCD screen and 25' Cable (J1772, WiFi, RFID, Cellular, ISO-15118 compliant) | 2602.68 | 2550.6264
Chargie | Level 2 Hardware | CH-L-48-PRAC-1-25-32-DP | L2 32A Dual/LTE/Ped/25' | 32A Dual-port pedestal mount charging station with 3.5" LCD screen and 25' Cable (J1772, WiFi, RFID, Cellular, ISO-15118 compliant) | 4395.99 | 4308.0702
Chargie | Level 2 Hardware | CH-L-48-PRAC-1-25-32-DPR | L2 32A Dual/LTE/Ped/Retract/25' | 32A Dual-port pedestal mount charging station with 3.5" LCD screen, retractor, and 25' Cable (J1772, WiFi, RFID, Cellular, ISO-15118 compliant) | 6474.96 | 6345.4608
Chargie | Level 2 Hardware | CH-L-48-PRAT-1-18-32 | L2 32A Single/CCR/Wall/18' | 32A Single-port wall mount charging station with 3.5" LCD screen, contactless credit card reader, and 18' Cable (J1772, WiFi, RFID, ISO-15118 compliant) | 1729.83 | 1695.2334
Chargie | Level 2 Hardware | CH-L-48-PRAT-1-18-32-P | L2 32A Single/CCR/Ped/18' | 32A Single-port pedestal mount charging station with 3.5" LCD screen, contactless credit card reader, and 18' Cable (J1772, WiFi, RFID, ISO-15118 compliant) | 2539.2 | 2488.416
Chargie | Level 2 Hardware | CH-L-48-PRAT-1-18-32-DP | L2 32A Dual/CCR/Ped/18' | 32A Dual-port pedestal mount charging station with 3.5" LCD screen, contactless credit card reader, and 18' Cable (J1772, WiFi, RFID, ISO-15118 compliant) | 4269.03 | 4183.6494
Chargie | Level 2 Hardware | CH-L-48-PRAT-1-18-32-DPR | L2 32A Dual/CCR/Ped/Retract/18' | 32A Dual-port pedestal mount charging station with 3.5" LCD screen, contactless credit card reader, retractor, and 18' Cable (J1772, WiFi, RFID, ISO-15118 compliant) | 6348 | 6221.04
Chargie | Level 2 Hardware | CH-L-48-PRAT-1-25-32 | L2 32A Single/CCR/Wall/25' | 32A Single-port wall mount charging station with 3.5" LCD screen, contactless credit card reader, and 25' Cable (J1772, WiFi, RFID, ISO-15118 compliant) | 1967.88 | 1928.5224
Chargie | Level 2 Hardware | CH-L-48-PRAT-1-25-32-P | L2 32A Single/CCR/Ped/25' | 32A Single-port pedestal mount charging station with 3.5" LCD screen, contactless credit card reader, and 25' Cable (J1772, WiFi, RFID, ISO-15118 compliant) | 2777.25 | 2721.705
Chargie | Level 2 Hardware | CH-L-48-PRAT-1-25-32-DP | L2 32A Dual/CCR/Ped/25' | 32A Dual-port pedestal mount charging station with 3.5" LCD screen, contactless credit card reader, and 25' Cable (J1772, WiFi, RFID, ISO-15118 compliant) | 4745.13 | 4650.2274
Chargie | Level 2 Hardware | CH-L-48-PRAT-1-25-32-DPR | L2 32A Dual/CCR/Ped/Retract/25' | 32A Dual-port pedestal mount charging station with 3.5" LCD screen, contactless credit card reader, retractor, and 25' Cable (J1772, WiFi, RFID, ISO-15118 compliant) | 6824.1 | 6687.618
Chargie | Level 2 Hardware | CH-L-48-PRACT-1-18-32 | L2 32A Single/LTE/CCR/Wall/18' | 32A Single-port wall mount charging station with 3.5" LCD screen, contactless credit card reader, and 18' Cable (J1772, WiFi, RFID, Cellular, ISO-15118 compliant) | 2142.45 | 2099.601
Chargie | Level 2 Hardware | CH-L-48-PRACT-1-18-32-P | L2 32A Single/LTE/CCR/Ped/18' | 32A Single-port pedestal mount charging station with 3.5" LCD screen, contactless credit card reader, and 18' Cable (J1772, WiFi, RFID, Cellular, ISO-15118 compliant) | 2951.82 | 2892.7836
Chargie | Level 2 Hardware | CH-L-48-PRACT-1-18-32-DP | L2 32A Dual/LTE/CCR/Ped/18' | 32A Dual-port pedestal mount charging station with 3.5" LCD screen, contactless credit card reader, and 18' Cable (J1772, WiFi, RFID, Cellular, ISO-15118 compliant) | 5094.27 | 4992.3846
Chargie | Level 2 Hardware | CH-L-48-PRACT-1-18-32-DPR | L2 32A Dual/LTE/CCR/Ped/Retract/18' | 32A Dual-port pedestal mount charging station with 3.5" LCD screen, contactless credit card reader, retractor, and 18' Cable (J1772, WiFi, RFID, Cellular, ISO-15118 compliant) | 7173.24 | 7029.7752
Chargie | Level 2 Hardware | CH-L-48-PRACT-1-25-32 | L2 32A Single/LTE/CCR/Wall/25' | 32A Single-port wall mount charging station with 3.5" LCD screen, contactless credit card reader, and 25' Cable (J1772, WiFi, RFID, Cellular, ISO-15118 compliant) | 2380.5 | 2332.89
Chargie | Level 2 Hardware | CH-L-48-PRACT-1-25-32-P | L2 32A Single/LTE/CCR/Ped/25' | 32A Single-port pedestal mount charging station with 3.5" LCD screen, contactless credit card reader, and 25' Cable (J1772, WiFi, RFID, Cellular, ISO-15118 compliant) | 3189.87 | 3126.0726
Chargie | Level 2 Hardware | CH-L-48-PRACT-1-25-32-DP | L2 32A Dual/LTE/CCR/Ped/25' | 32A Dual-port pedestal mount charging station with 3.5" LCD screen, contactless credit card reader, and 25' Cable (J1772, WiFi, RFID, Cellular, ISO-15118 compliant) | 5570.37 | 5458.9626
Chargie | Level 2 Hardware | CH-L-48-PRACT-1-25-32-DPR | L2 32A Dual/LTE/CCR/Ped/Retract/25' | 32A Dual-port pedestal mount charging station with 3.5" LCD screen, contactless credit card reader, retractor, and 25' Cable (J1772, WiFi, RFID, Cellular, ISO-15118 compliant) | 7649.34 | 7496.3532
Chargie | Level 2 Hardware | CH-L-48-BPRA-1-18-32 | L2 32A Single/BAA/Wall/18' | 32A Single-port wall mount charging station with 3.5" LCD screen and 18' Cable (J1772, WiFi, RFID, ISO-15118, BABA compliant) | 1599.696 | 1567.7021
Chargie | Level 2 Hardware | CH-L-48-BPRA-1-18-32-P | L2 32A Single/BAA/Ped/18' | 32A Single-port pedestal mount charging station with 3.5" LCD screen and 18' Cable (J1772, WiFi, RFID, ISO-15118, BABA compliant) | 2409.066 | 2360.8847
Chargie | Level 2 Hardware | CH-L-48-BPRA-1-18-32-DP | L2 32A Dual/BAA/Ped/18' | 32A Dual-port pedestal mount charging station with 3.5" LCD screen and 18' Cable (J1772, WiFi, RFID, ISO-15118, BABA compliant) | 4008.762 | 3928.5868
Chargie | Level 2 Hardware | CH-L-48-BPRA-1-18-32-DPR | L2 32A Dual/BAA/Ped/Retract/18' | 32A Dual-port pedestal mount charging station with 3.5" LCD screen, retractor, and 18' Cable (J1772, WiFi, RFID, ISO-15118, BABA compliant) | 6087.732 | 5965.9774
Chargie | Level 2 Hardware | CH-L-48-BPRAC-1-18-32 | L2 32A Single/BAA/LTE/Wall/18' | 32A Single-port wall mount charging station with 3.5" LCD screen and 18' Cable (J1772, WiFi, RFID, Cellular, ISO-15118, BABA compliant) | 2177.364 | 2133.8167
Chargie | Level 2 Hardware | CH-L-48-BPRAC-1-18-32-P | L2 32A Single/BAA/LTE/Ped/18' | 32A Single-port pedestal mount charging station with 3.5" LCD screen and 18' Cable (J1772, WiFi, RFID, Cellular, ISO-15118, BABA compliant) | 2986.734 | 2926.9993
Chargie | Level 2 Hardware | CH-L-48-BPRAC-1-18-32-DP | L2 32A Dual/BAA/LTE/Ped/18' | 32A Dual-port pedestal mount charging station with 3.5" LCD screen and 18' Cable (J1772, WiFi, RFID, Cellular, ISO-15118, BABA compliant) | 5164.098 | 5060.816
Chargie | Level 2 Hardware | CH-L-48-BPRAC-1-18-32-DPR | L2 32A Dual/BAA/LTE/Ped/Retract/18' | 32A Dual-port pedestal mount charging station with 3.5" LCD screen, retractor, and 18' Cable (J1772, WiFi, RFID, Cellular, ISO-15118, BABA compliant) | 7243.068 | 7098.2066
Chargie | Level 2 Hardware | CH-L-48-BPRACT-1-18-32 | L2 32A Single/BAA/LTE/CCR/Wall/18' | 32A Single-port wall mount charging station with 3.5" LCD screen, contactless credit card reader, and 18' Cable (J1772, WiFi, RFID, Cellular, ISO-15118, BABA compliant) | 2999.43 | 2939.4414
Chargie | Level 2 Hardware | CH-L-48-BPRACT-1-18-32-P | L2 32A Single/BAA/LTE/CCR/Ped/18' | 32A Single-port pedestal mount charging station with 3.5" LCD screen, contactless credit card reader, and 18' Cable (J1772, WiFi, RFID, Cellular, ISO-15118, BABA compliant) | 3808.8 | 3732.624
Chargie | Level 2 Hardware | CH-L-48-BPRACT-1-18-32-DP | L2 32A Dual/BAA/LTE/CCR/Ped/18' | 32A Dual-port pedestal mount charging station with 3.5" LCD screen, contactless credit card reader, and 18' Cable (J1772, WiFi, RFID, Cellular, ISO-15118, BABA compliant) | 6808.23 | 6672.0654
Chargie | Level 2 Hardware | CH-L-48-BPRACT-1-18-32-DPR | L2 32A Dual/BAA/LTE/CCR/Ped/Retract/18' | 32A Dual-port pedestal mount charging station with 3.5" LCD screen, contactless credit card reader, retractor, and 18' Cable (J1772, WiFi, RFID, Cellular, ISO-15118, BABA compliant) | 8887.2 | 8709.456
Chargie | Level 2 Hardware | CH-L-32-1-18 | L2 32A Single/Wall/18' | 32A Single-port wall mount charging station and 18' Cable (J1772, WiFi). | 706.215 | 692.0907
Chargie | Level 2 Hardware | CH-L-32-1-18-P | L2 32A Single/Ped/18' | 32A Single-port pedestal mount charging station and 18' cable. (J1772, WiFi) | 1515.585 | 1485.2733
Chargie | Level 2 Hardware | CH-L-32-1-18-DP | L2 32A Dual/Ped/18' | 32A Dual-port pedestal mount charging station and 18' cable (J1772, WiFi). | 2221.8 | 2177.364
Chargie | Level 2 Hardware | CH-L-32-1-18-DPR | L2 32A Dual/Ped/Retract/18' | 32A Dual-port pedestal mount charging station, retractor and 18' cable (J1772, WiFi, RFID, Cellular). | 4300.77 | 4214.7546
Chargie | Level 2 Hardware | CH-L-32-RC-1-18 | L2 32A Single/Wall/LTE/18' | 32A Single-port wall mount charging station and 18' cable (J1772, WiFi, RFID, Cellular). | 1158.51 | 1135.3398
Chargie | Level 2 Hardware | CH-L-32-RC-1-18-P | L2 32A Single/Ped/LTE/18' | 32A Single-port pedestal mount charging station and 18' cable (J1772, WiFi, RFID, Cellular) | 1967.88 | 1928.5224
Chargie | Level 2 Hardware | CH-L-32-RC-1-18-DP | L2 32A Dual/Wall/LTE/18' | 32A Dual-port wall mount charging station and 18' Cable (J1772, WiFi, RFID, Cellular) | 3126.39 | 3063.8622
Chargie | Level 2 Hardware | CH-L-32-RC-1-18-DPR | L2 32A Dual/Ped/Retract/LTE/18' | 32A Dual-port pedestal mount charging station, retractor and 18' cable (J1772, WiFi, RFID, Cellular). | 5205.36 | 5101.2528
Chargie | Level 2 Hardware | CH-L-32-1-25 | L2 32A Single/Wall/25' | 32A Single-port wall mount charging station and 25' cable (J1772, WiFi) | 944.265 | 925.3797
Chargie | Level 2 Hardware | CH-L-32-1-25-P | L2 32A Single/Ped/25' | 32A Single-port pedestal mount charging station and 25' cable (J1772, WiFi) | 1753.635 | 1718.5623
Chargie | Level 2 Hardware | CH-L-32-1-25-DP | L2 32A Dual/Ped/25' | 32A Dual-port pedestal mount charging station and 25' cable (J1772, WiFi) | 2697.9 | 2643.942
Chargie | Level 2 Hardware | CH-L-32-1-25-DPR | L2 32A Dual/Ped/Retract/25' | 32A Dual-port pedestal mount charging station, retractor and 25' cable (J1772, WiFi, RFID, Cellular) | 4776.87 | 4681.3326
Chargie | Level 2 Hardware | CH-L-32-RC-1-25 | L2 32A Single/Wall/LTE/25' | 32A Single-port wall mount charging station and 25' cable (J1772, WiFi, RFID, Cellular) | 1396.56 | 1368.6288
Chargie | Level 2 Hardware | CH-L-32-RC-1-25-P | L2 32A Single/Ped/LTE/25' | 32A Single-port pedestal mount charging station and 25' cable (J1772, WiFi, RFID, Cellular) | 2205.93 | 2161.8114
Chargie | Level 2 Hardware | CH-L-32-RC-1-25-DP | L2 32A Dual/Wall/LTE/25' | 32A Dual-port wall mount charging station and 25' Cable (J1772, WiFi, RFID, Cellular) | 3602.49 | 3530.4402
Chargie | Level 2 Hardware | CH-L-32-RC-1-25-DPR | L2 32A Dual/Ped/Retract/LTE/25' | 32A Dual-port pedestal mount charging station and 25' cable (J1772, WiFi, RFID, Cellular) | 5681.46 | 5567.8308
0
Enphase | Level 2 Hardware | EVSE-NA-1012-0130-X000 | Enphase Mobile Charger | Enphase Mobile Charger 120VAC, 12A Charging, Portable EVSE with NEMA 5-15 input plug and 25’ output J1772 cable | 543 | 532.14
Enphase | Level 2 Hardware | HCS-40R-C17-L25-170 | Enphase HCS-40R | Enphase HCS-40R 32A charging, 240VAC, 10AWG service, 25' 10AWG ruggedized J1772 connector, Hardwired (Non-Networked) | 1007 | 986.86
Enphase | Level 2 Hardware | HCS-40R-C17-L25-A087-170 | Enphase HCS-40R with ChargeGuard keyed access control | Enphase HCS-40R with ChargeGuard keyed access control 32A charging, 240VAC, 10AWG service, 25' 10AWG ruggedized J1772 connector, with access control via physical key (907), Hardwired (Non-Networked) | 1126 | 1103.48
Enphase | Level 2 Hardware | HCS-40R-C17-L25-A141-170 | Enphase HCS-40R with COSMOS load control and digital access control interface. | Enphase HCS-40R with COSMOS load control and digital access control interface. 32A/24A/16A/08A charging, 240VAC, 10AWG service, 25' 10AWG ruggedized J1772 connector, with load management interface & digital access control (COSMOS 15-wire conduit), Hardwired (Non-Networked) | 1402 | 1373.96
Enphase | Level 2 Hardware | HCS-D40R-C17-L25-121 | Enphase HCS-D40R (dual station) | Enphase HCS-D40R (dual station) 32A or 2x16A charging, 240VAC, 2x25' 10AWG ruggedized J1772 connector, 08AWG conduit, dual output, hardwired (Non-Networked) | 2530 | 2479.4
Enphase | Level 2 Hardware | HCS-D50R-C29-L25-268 | Enphase HCS-D50R (dual station) | Enphase HCS-D50R (dual station) 40A or 2x20A charging, 240VAC, 2x25' 10AWG ruggedized J1772 connector, 08AWG conduit, dual output, Hardwired (Non-Networked) | 2541 | 2490.18
Enphase | Level 2 Hardware | HCS-60R-C22-L25-179 | Enphase HCS-60R | Enphase HCS-60R 48A charging, 240VAC, 8AWG service, 25' 6AWG ruggedized J1772 connector, Hardwired (Non-Networked) | 1511 | 1480.78
Enphase | Level 2 Hardware | HCS-80R-C22-L25-180 | Enphase HCS-80R | Enphase HCS-80R 64A charging, 240VAC, 8AWG service, 25' 6AWG ruggedized J1772 connector, Hardwired (Non-Networked) | 1584 | 1552.32
Enphase | Level 2 Hardware | CS-100-C16-L25-107 | Enphase CS-100 | Enphase CS-100 80A charging, 240VAC, ruggedized J1772 connector, Hardwired (Non-Networked) | 3341 | 3274.18
Enphase | Accessories | HCS-PEDESTAL | Enphase HCS Pedestal | Pedestal for HCS EV Charging Station, Single-Mount | 1031 | 1010.38
Enphase | Accessories | HCS-DUALMOUNT-KIT | Enphase Dual Mount kit | Dual mount kit for HCS Pedestal HCS EV Charging Station | 295 | 289.1
Enphase | Accessories | HCS-QUADMOUNT-KIT | Enphase Quad Mount kit | Quad Mount kit for HCS Pedestal, HCS EV Charging Station | 650 | 637
Enphase | Accessories | PMD-10R | Enphase Ruggedized ProMountDuo pedestal | ProMountDuo Universal Pedestal for EVSE, Ruggedized | 1003 | 982.94
Enphase | Accessories | HCS-WALLMOUNT-RETRACTOR | Enphase Wall mount retractor | Universal Wall Mount Cable Management Retractor for 18 foot Cable | 603 | 590.94
Enphase | Accessories | HCS-SINGLEMOUNT-PED-EXT | Enphase Single HCS pedestal Extension | Universal Pedestal Extension Cable Management Kit, Single-Mount | 1557 | 1525.86
Enphase | Accessories | HCS-DUALMOUNT-PED-EXT | Enphase Dual HCS Pedestal Extension | Universal Pedestal Extension Cable Management Kit, Dual-Mount | 1765 | 1729.7
Enphase | Accessories | HCS-QUADMOUNT-PED-EXT | Enphase Quad HCS Pedestal Extension | Universal Pedestal Extension Cable Management Kit, Quad-Mount | 3320 | 3253.6
Enphase | Accessories | HCS-CHARGEGUARDKEY-907 | Enphase ChargeGuard Replacement Keys | Replacement key for Chargeguard (Key 907) - set of 2 | 3.3 | 3.234
Enphase | Level 2 Hardware | IQ-EVSE-NA-1050-0100-1120 | Enphase IQ-1050 Plug-In EV Station | 40 A, 9.6 kW, 208/240 VAC, Wi-Fi/BLE/Ethernet enabled, Nema 14-50 plug, J1772 Connector | 1098 | 1076.04
Enphase | Level 2 Hardware | IQ-EVSE-NA-1060-0100-1120 | Enphase IQ-1060 J1772 EV Station | 48 A, 11.5 kW, 208/240 VAC, Wi-Fi/BLE/Ethernet enabled, Hardwired, J1772 Connector | 1236 | 1211.28
Enphase | Level 2 Hardware | IQ-EVSE-NA-1060-0101-1120 | Enphase IQ-1060 NACS EV Station | 48 A, 11.5 kW, 208/240 VAC, Wi-Fi/BLE/Ethernet enabled, Hardwired, NACS Connector | 1236 | 1211.28
Enphase | Level 2 Hardware | IQ-EVSE-NA-1060-0100-1420 | Enphase IQ-1060 J1772 EV Station | 48 A, 11.5 kW, 208/240 VAC, Wi-Fi/BLE/Ethernet/Cellular enabled, Hardwired, J1772 Connector | 1584 | 1552.32
Enphase | Level 2 Hardware | IQ-EVSE-NA-1080-0100-1420 | Enphase IQ-1080 J1772 EV Station | 64 A, 17.7 kW, 208/240 VAC, Wi-Fi/BLE/Ethernet/Cellular enabled, Hardwired, J1772 Connector | 3330 | 3263.4
Enphase | Level 2 Hardware | IQ-EVSE-NA-1100-0100-1420 | Enphase IQ-1100 J1772 EV Station | 80 A, 22.1 kW, 208/240 VAC, Wi-Fi/BLE/Ethernet/Cellular enabled, Hardwired, J1772 Connector | 3696 | 3622.08
0
EnviroSpark | Network Plans | ES-L2-1YR | EnviroSpark Level 2 Software 1YR | 1 Year of EnviroSpark Network Software and Communication Services. | 240 | 235.2
EnviroSpark | Network Plans | ES-L3-1YR | EnviroSpark Level 3 Software 1YR | 1 Year of EnviroSpark Network Software and Communication Services. | 360 | 352.8
EnviroSpark | Installation/Ancillary | ES-BASIC-L2 | Basic Installation - Final Connections of Level 2 | Basic Installation and Final connection of single level 2 chargers onto provided Make Ready Infrastructure, infrastructure to include, conduit and wire out to the parking space, any panels and breakers necessary as well as concrete pad when applicable for mounting, no permits or drawings included, Excludes moblilzation, up to 5 dual chargers after 5 pricing changes | 795 | 779.1
EnviroSpark | Installation/Ancillary | ES-ENG-L2 | EnviroSpark-ENG-1 | Detailed Site Evaluation, Initial Design Layout, Utility Coordination, Fully Engineered & Stamped Electrical Drawings, Permit Application Submission level 2 only | 14495 | 14205.1
EnviroSpark | Warranty/SLA/O&M | ES-L2-BASIC-OM-1YR | ES Basic Protection Level 2 | 1 Year of EnviroSpark Basic Maintenance Protection | 349 | 342.02
EnviroSpark | Warranty/SLA/O&M | ES-L2-PRO-OM-1YR | ES Pro Protection Level 2 | 1 Year of EnviroSpark Pro Maintenance Protection | 999 | 979.02
EnviroSpark | Warranty/SLA/O&M | ES-L3-60kW-5YR | ES-60kw-DCFC Protection Plan | 5 yr. Parts/Labor Warranty | 11160 | 10936.8
EnviroSpark | Warranty/SLA/O&M | ES-L3-120kW-5YR | ES-120kw-DCFC Protection Plan | 5 yr. Parts/Labor Warranty | 22265 | 21819.7
EnviroSpark | Warranty/SLA/O&M | ES0L3-180kW-5YR | ES-180kw-DCFC Protection Plan | 5 yr. Parts/Labor Warranty | 25175 | 24671.5
0
0
EVCS | Accessories | EVCS-95D-MP-03 | Mounting Package | 95" EZ-Pull Pedestal, DUAL, Gray (up to 80A - w/25' cable) | 1599 | 1567.02
EVCS | Accessories | EVCS-95S-MP-02 | Mounting Package | 95" EZ-Pull Pedestal, SINGLE Gray (up to 40A - w/25' cable) | 1499 | 1469.02
EVCS | Accessories | EVCS-95S-MP-03 | Mounting Package | 95" EZ-Pull Pedestal, SINGLE, Gray (up to 80A - w/25' cable) | 1499 | 1469.02
EVCS | Accessories | EVCS-72D-R-02 | Retractor | 72" EZ-Pull Retractor, DUAL Gray (up to 50A - w/20' cable) | 899 | 881.02
EVCS | Accessories | EVCS-72S-R-02 | Retractor | 72" EZ-Pull Retractor, SINGLE Gray (up to 50A - w/20' cable) | 749 | 734.02
EVCS | Accessories | EVCS-95D-R-02 | Retractor | 95" EZ-Pull Retractor, DUAL Gray (up to 40A - w/25' cable) | 999 | 979.02
EVCS | Accessories | EVCS-95D-R-03 | Retractor | 95" EZ-Pull Retractor, DUAL, Gray (up to 80A - w/25' cable) | 999 | 979.02
EVCS | Accessories | EVCS-95S-R-02 | Retractor | 95" EZ-Pull Retractor, SINGLE Gray (up to 40A - w/25' cable) | 899 | 881.02
EVCS | Accessories | EVCS-95S-R-03 | Retractor | 95" EZ-Pull Retractor, SINGLE, Gray (up to 80A - w/25' cable) | 899 | 881.02
EVCS | Accessories | EVCS-UCR-R-05 | Retractor | EVCS Universal Cable Retractor, Gray, ratchet stop | 229 | 224.42
EVCS | Accessories | EVCS-UCR-R-15 | Retractor | EVCS Universal Cable Retractor, Black, ratchet stop | 229 | 224.42
EVCS | Accessories | CONVERTKIT1-2 | Retractor | Single to Dual Conversion Kit 95" Retractor with 44" Weights (2:1) | 199 | 195.02
EVCS | Accessories | EVCS-4x4x48-P-01 | Pedestal | EVCS 4x4x48" Pedestal, Gray | 550 | 539
EVCS | Accessories | EVCS-4x4x95-P-01 | Pedestal | EVCS 4x4x95" Pedestal, Gray | 699 | 685.02
EVCS | Accessories | EVCS-4x4x95-P-02 | Pedestal | EVCS 4x4x95" Pedestal, White | 699 | 685.02
EVCS | Accessories | EVCS-6x6x48-P-01 | Pedestal | EVCS 6x6x48" Pedestal, Gray | 599 | 587.02
EVCS | Accessories | EVCS-DC-P-01 | Pedestal | EVCS DCFC Pedestal, Gray | 1299 | 1273.02
EVCS | Accessories | PC-B6x6x48-P-01 | Pedestal | PowerCharge Branded 6x6x48" Pedestal, Gray | 599 | 587.02
EVCS | Accessories | EVCS-72D-SLIM-R-03 | Pedestal | EVCS 72" Slim Pedestal, DUAL, Gray, Integrated cable retractors | 1399 | 1371.02
EVCS | Accessories | EVCS-95D-SLIM-R-03 | Pedestal | EVCS 95" Slim Pedestal, DUAL, Gray, Integrated cable retractors | 1499 | 1469.02
EVCS | Accessories | EVCS-20CBL-A-01 | L2 AC Replacement Cables | EVCS OEM 20' Level 2 32A Replacement Cable | 259 | 253.82
EVCS | Accessories | EVCS-25CBL-A-01 | L2 AC Replacement Cables | EVCS OEM 25' Level 2 32A Replacement Cable | 279 | 273.42
EVCS | Accessories | MAAC-S-050A-V-03-6.0M-86AH | L2 AC Replacement Cables | EVCS OEM 20' Level 2 50A Replacement Cable | 299 | 293.02
EVCS | Accessories | MAAC-S-050A-V-03-7.5M-86AH | L2 AC Replacement Cables | EVCS OEM 25' Level 2 50A Replacement Cable | 359 | 351.82
EVCS | Accessories | EVCS-15CBL-A-01 | L2 AC Replacement Cables | EVCS OEM 15' Level 2 32A Replacement Cable, Black, Coiled | 89 | 87.22
EVCS | Accessories | EVCS-20CBL-A-02 | L2 AC Replacement Cables | EVCS OEM 20' Level 2 40A Replacement Cable, Black | 159 | 155.82
EVCS | Accessories | EVCS-25CBL-A-06 | L2 AC Replacement Cables | Phoenix Contact #1277166 80A AC Replacement Cable, J1772 | 599 | 587.02
EVCS | Accessories | EVCS-23CBL-A-02 | L3 DC Replacement Cables | Phoenix Contact #1236563 80A DC Replacement Cable, CCS1 | 1399 | 1371.02
EVCS | Accessories | EVCS-25CBL-A-05 | L3 DC Replacement Cables | Phoenix Contact #1101121 200A DC Replacement Cable, CCS1 | 1999 | 1959.02
EVCS | Accessories | RPE-EV150P-20 | L3 DC Replacement Cables | Duosida CCS1 Level 3 Combo 20' Replacement Cable with Connector | 699 | 685.02
EVCS | Accessories | 3799992900-S | L3 DC Replacement Cables | Delta 25kW DC Replacement Cable 13' | 1999 | 1959.02
EVCS | Accessories | 3799992800-S | L3 DC Replacement Cables | Delta 25kW DC Replacement Cable 20' | 2399 | 2351.02
EVCS | Accessories | EVCS-RFID-A-01 | RFID | EVCS Delta RFID Access Control Card, White, 10pk | 79 | 77.42
EVCS | Accessories | EVCS-RFID-A-02 | RFID | EVCS Schneider RFID Access Control Card, White, 10pk | 79 | 77.42
EVCS | Accessories | PC-RFID-A-01 | RFID | PowerCharge RFID Access Key Tag, 10pk | 79 | 77.42
EVCS | Accessories | PC-RFID-A-02 | RFID | PowerCharge RFID Access Control Key Fob, each | 10 | 9.8
EVCS | Accessories | PC-RFID-A-03 | RFID | PowerCharge RFID Access Control Card, 10pk | 79 | 77.42
0
G9EV | Level 2 Hardware (Buy America) | JB3.0-321 | G9EV Legacy Level 2 | Gyre9 Legacy Level 2 AC Charging Station, Single Port, 32A, Buy America Compliant, 1 Year Standard Warranty | 8395 | 8227.1
G9EV | Level 2 Hardware (Buy America) | JB3.0-322 | G9EV Legacy Level 2 | Gyre9 Legacy Level 2 AC Charging Station, Dual Port, 32A, Buy America Compliant, 1 Year Standard Warranty | 8395 | 8227.1
G9EV | Level 2 Hardware (Buy America) | JB3.0-401 | G9EV Legacy Level 2 | Gyre9 Legacy Level 2 AC Charging Station, Single Port, 40A, Buy America Compliant, 1 Year Standard Warranty | 8395 | 8227.1
G9EV | Level 2 Hardware (Buy America) | JB3.0-402 | G9EV Legacy Level 2 | Gyre9 Legacy Level 2 AC Charging Station, Dual Port, 40A, Buy America Compliant, 1 Year Standard Warranty | 8395 | 8227.1
G9EV | Level 2 Hardware (Buy America) | JB3.0-481 | G9EV Legacy Level 2 | Gyre9 Legacy Level 2 AC Charging Station, Single Port, 48A, Buy America Compliant, 1 Year Standard Warranty | 8395 | 8227.1
G9EV | Level 2 Hardware (Buy America) | JB3.0-482 | G9EV Legacy Level 2 | Gyre9 Legacy Level 2 AC Charging Station, Dual Port, 48A, Buy America Compliant, 1 Year Standard Warranty | 8395 | 8227.1
G9EV | Level 2 Hardware (Buy America) | JB3.0-801 | G9EV Legacy Level 2 | Gyre9 Legacy Level 2 AC Charging Station, Single Port, 80A, Buy America Compliant, 1 Year Standard Warranty | 8395 | 8227.1
G9EV | Warranty/SLA/O&M | G9EV Ext Warranty 3YR | G9EV Warranty | 3-Year Extended Warranty for G9EV Legacy L2 | 1200 | 1176
G9EV | Warranty/SLA/O&M | G9eV Ext Warranty 5YR | G9EV Warranty | 5-Year Extended Warranty for G9EV Legacy L2 | 2300 | 2254
G9EV | Level 3 Hardware (Buy America) | G1-PT-4G-S-XXXX-F/S | G9EV Level 3 DCFC | Gyre9 Level 3 DC Fast-Charger, 30kw, Single Port (Front or Side Mount), Payment Terminal, CCS1 or NACS, Buy America Compliant, 3 Year Standard Warranty | 21595 | 21163.1
G9EV | Level 3 Hardware (Buy America) | G1-PT-4G-D-XXXX-XXXX-F/S | G9EV Level 3 DCFC | Gyre9 Level 3 DC Fast-Charger, 30kw, Dual Port (Front or Side Mount), Payment Terminal, CCS1 or NACS, Buy America Compliant, 3 Year Standard Warranty | 21595 | 21163.1
0
Heliox | Level 3 Hardware (Buy America) | HE9823007-01-BAA | HELIOX 30kW UL | Heliox Branded / BAA / 5m DC / wall | 38442.86 | 37674.0028
Heliox | Level 3 Hardware (Buy America) | HE9823005-01-AAA | HELIOX 30kW UL | Heliox Branded / BAA / 7m DC / wall | 40114.29 | 39312.0042
Heliox | Level 3 Hardware (Buy America) | HE9823007-01-BDA | HELIOX 30kW UL | Heliox Branded / BAA / 5m AC / 5m DC / Mobile | 40857.14 | 40039.9972
Heliox | Level 3 Hardware (Buy America) | HE9823007-01-BAC | HELIOX 30kW UL | Heliox Branded / BAA / 10m AC / 7m DC / Mobile | 42714.29 | 41860.0042
Heliox | Level 3 Hardware (Buy America) | HE9823005-01-BAA | HELIOX 60kW UL | Heliox Branded / BAA / 5m DC / wall,pedestal | 43744.29 | 42869.4042
Heliox | Level 3 Hardware (Buy America) | HE9823005-01-BDA | HELIOX 60kW UL | Heliox Branded / BAA / 7m DC / wall,pedestal | 45054.29 | 44153.2042
Heliox | Level 3 Hardware (Buy America) | HE9823005-01-BMA | HELIOX 60kW UL | Heliox Branded / BAA / 5m AC / 5m DC / Mobile | 45948.57 | 45029.5986
Heliox | Level 3 Hardware (Buy America) | HE9823005-01-BAC | HELIOX 60kW UL | Heliox Branded / BAA / 10m AC / 7m DC / Mobile | 47811.43 | 46855.2014
Heliox | Level 3 Hardware (Buy America) | HE9825001-01-BAB | HELIOX 60kW Dual UL | Heliox Branded / BAA / Dual Port CCS1 / 5M / wall, pedestal | 54857.14 | 53759.9972
Heliox | Level 3 Hardware (Buy America) | HE9825001-01-BDB | HELIOX 60kW Dual UL | Heliox Branded / BAA / Dual Port CCS1 / 7M / wall, pedestal | 57071.43 | 55930.0014
Heliox | Level 3 Hardware (Buy America) | HE9821001-01-BAA | FLEX 180 kW Dynamic UL | Heliox Branded / BAA | 104052.86 | 101971.8028
Heliox | Level 3 Hardware (Buy America) | HE9820014-01-AAA | FLEX 180 kW Dynamic AIO UL | Heliox Branded / Non BAA / 7M | 99137.14 | 97154.3972
Heliox | Level 3 Hardware (Buy America) | HE9822019-01-BAA | FLEX 360 kW Dynamic UL | Heliox Branded / BAA | 201800 | 197764
Heliox | Level 3 Hardware (Buy America) | HE9823004-01-BAA | FLEX Pro 480kW Dynamic UL | Heliox Branded / BAA | 353897.14 | 346819.1972
Heliox | Level 3 Hardware (Buy America) | HE9820006-01-BAA | FLEX 540 kW Dynamic UL | Heliox Branded / BAA / 3.0m DC | 21838.57 | 21401.7986
Heliox | Level 3 Hardware (Buy America) | HE9820006-01-BDC | FLEX Dispenser Column CCS1 250A UL | Heliox Branded / BAA / 7.0m DC | 25178.57 | 24674.9986
Heliox | Level 3 Hardware (Buy America) | HE9820006-01-BMA | FLEX Dispenser Column CCS1 250A UL | Heliox Branded / BAA / 10.0m DC | 25178.57 | 24674.9986
Heliox | Level 3 Hardware (Buy America) | HE9820011-01-BAA | FLEX Dispenser Column CCS1 250A UL | Heliox Branded / BAA / 250A / Landscape | 28384.29 | 27816.6042
Heliox | Level 3 Hardware (Buy America) | HE9820011-01-FFF | FLEX Dispenser Cabinet OppCharge 250A UL Landscape | Heliox Branded / BAA / 600A / Landscape | 28384.29 | 27816.6042
Heliox | Level 3 Hardware (Buy America) | HE9822004-01-BAA | FLEX Dispenser Cabinet OppCharge 600A UL Landscape | Heliox Branded / BAA / 600A / Portrait | 28384.29 | 27816.6042
Heliox | Accessories | HE2121247-01 | Accessory | Depot inverted pantograph 250A UL BAA / SLS 301.102 E06.2217.02 | 34514.29 | 33824.0042
Heliox | Accessories | HE2121248-01 | Accessory | Fast inverted pantograph 600A UL BAA / SLS 201.106 SB-035533 | 69644.29 | 68251.4042
Heliox | Accessories | HE2121249-01 | Accessory | Slow inverted pantograph w/capacitor 600A UL BAA / SLS 201.102 SB-028815 | 54837.14 | 53740.3972
Heliox | Accessories | HN980007-AAA | Accessory | Shell Mast IP UL Assembly Portrait Opp Charge, SLS 201.106 | 280400 | 274792
Heliox | Accessories | HN980007-BBB | Accessory | Shell Mast IP UL Assembly Portrait Opp Charge, SLS 201.102 | 260537.14 | 255326.3972
Heliox | Accessories | HE1722793 | Accessory | L-Mast | 53395.71 | 52327.7958
Heliox | Accessories | HN810222 | Accessory | Heliox 60/30kW Pedestal | 2004.29 | 1964.2042
Heliox | Accessories | HE2120139-01 | Accessory | Cable Management XT4 | 3340 | 3273.2
Heliox | Accessories | HE1722866 | Accessory | DWR12-751-0408-EV-1 Wire Rope Spring Reel | 9492.86 | 9303.0028
Heliox | Accessories | HE1722792 | Accessory | DWR12-0408-EV-50 Wire Rope Motor Reel | 15302.86 | 14996.8028
0
Lincoln Electric | Level 3 Hardware (Buy America) | K5488-1 | Velion 150kW Power Tower | Velion 150kW Power Tower | 65000 | 63700
Lincoln Electric | Level 3 Hardware (Buy America) | K5489-1 | Velion Pedestal - Single Cable CCS1 - 12' cable length - 300A rating | Velion Pedestal - Single Cable CCS1 - 12' cable length - 300A rating | 18300 | 17934
Lincoln Electric | Level 3 Hardware (Buy America) | K5489-2 | Velion Pedestal - Dual Cable CCS1 & NACS - 12' Cable Length - 300A Rating | Velion Pedestal - Dual Cable CCS1 & NACS - 12' Cable Length - 300A Rating | 21300 | 20874
Lincoln Electric | Level 3 Hardware (Buy America) | K5490-1 | Velion 150kW System with Single Cable CCS1 Pedestal | Velion 150kW System with Single Cable CCS1 Pedestal | 83300 | 81634
Lincoln Electric | Level 3 Hardware (Buy America) | K5490-2 | Velion 150kW System with Dual Cable CCS1 & NACS Pedestal | Velion 150kW System with Dual Cable CCS1 & NACS Pedestal | 86300 | 84574
Lincoln Electric | Warranty/SLA/O&M | K5605-1 | Velion EV Charger 2 YR EXTENDED WARRANTY - PARTS & LABOR per System | Velion EV Charger 2 YR EXTENDED WARRANTY - PARTS & LABOR per System | 3998 | 3918.04
Lincoln Electric | Warranty/SLA/O&M | K5606-1 | Velion EV Charger 7 YR EXTENDED WARRANTY - PARTS & LABOR per System | Velion EV Charger 7 YR EXTENDED WARRANTY - PARTS & LABOR per System | 14990 | 14690.2
Lincoln Electric | Network Plans | K5607-1 | ChargeExec CMS Software - 1 YR License Per Charge Port/Yr | ChargeExec CMS Software - 1 YR License Per Charge Port/Yr | 329 | 322.42
Lincoln Electric | Warranty/SLA/O&M | K60801 | Preventative Maintenace Package Per System - Annual Inspection | Preventative Maintenace Package Per System - Annual Inspection | 1799 | 1763.02
0
LiteOn | Level 2 Hardware | CH-L-SCP80-1-18 | SC80A Plus Gen 2 Single/Wall/18' | SCPlus 80A Single-port wall mount charging station and 18' Cable (J1772, WiFi, ISO 15118). | 2221.8 | 2177.364
LiteOn | Level 2 Hardware | CH-L-SCP80-1-18-P | SC80A Plus Gen 2 Single/Ped/18' | SCPlus 80A Single-port pedestal mount charging station and 18' cable. (J1772, WiFi, ISO 15118) | 3031.17 | 2970.5466
LiteOn | Level 2 Hardware | CH-L-SCP80-1-18-DP | SC80A Plus Gen 2 Dual/Ped/18' | SCPlus 80A Dual-port pedestal mount charging station and 18' cable (J1772, WiFi, ISO 15118). | 5252.97 | 5147.9106
LiteOn | Level 2 Hardware | CH-L-SCP80-1-18-DPR | SC80A Plus Gen 2 Dual/Ped/Retract/18' | SCPlus 80A Dual-port pedestal mount charging station, retractor and 18' cable (J1772, WiFi, ISO 15118). | 7331.94 | 7185.3012
LiteOn | Level 2 Hardware | CH-L-SCP80-1-25 | SC80A Plus Gen 2 Single/Wall/25' | SCPlus 80A Single-port wall mount charging station and 25' cable (J1772, WiFi, ISO 15118) | 2459.85 | 2410.653
LiteOn | Level 2 Hardware | CH-L-SCP80-1-25-D | SC80A Plus Gen 2 Single/Ped/25' | SCPlus 80A Single-port pedestal mount charging station and 25' cable (J1772, WiFi, ISO 15118) | 3269.22 | 3203.8356
LiteOn | Level 2 Hardware | CH-L-SCP80-1-25-DP | SC80A Plus Gen 2 Dual/Ped/25' | SCPlus 80A Dual-port pedestal mount charging station and 25' cable (J1772, WiFi, ISO 15118) | 5729.07 | 5614.4886
LiteOn | Level 2 Hardware | CH-L-SCP80-1-25-DPR | SC80A Plus Gen 2 Dual/Ped/Retract/25' | SCPlus 80A Dual-port pedestal mount charging station, retractor and 25' cable (J1772, WiFi, ISO 15118) | 7331.94 | 7185.3012
LiteOn | Level 2 Hardware | CH-L-IC80-1-18 | IC80A Gen 2 Single/Wall/18' | IC80A Single-port wall mount charging station and 18' Cable (J1772, WiFi, LTE, RFID). | 2347.173 | 2300.2295
LiteOn | Level 2 Hardware | CH-L-IC80-1-18-P | IC80A Gen 2 Single/Ped/18' | IC80A Single-port pedestal mount charging station and 18' cable. (J1772, WiFi, LTE, RFID) | 3156.543 | 3093.4121
LiteOn | Level 2 Hardware | CH-L-IC80-1-18-DP | IC80A Gen 2 Dual/Ped/18' | IC80A Dual-port pedestal mount charging station and 18' cable (J1772, WiFi, LTE, RFID). | 5503.716 | 5393.6417
LiteOn | Level 2 Hardware | CH-L-IC80-1-18-DPR | IC80A Gen 2 Dual/Ped/Retract/18' | IC80A Dual-port pedestal mount charging station, retractor and 18' cable (J1772, WiFi, LTE RFID). | 7582.686 | 7431.0323
LiteOn | Level 2 Hardware | CH-L-IC80-1-25 | IC80A Gen 2 Single/Wall/25' | IC80A Single-port wall mount charging station and 25' cable (J1772, WiFi, LTE, RFID) | 2585.223 | 2533.5185
LiteOn | Level 2 Hardware | CH-L-IC80-1-25-D | IC80A Gen 2 Single/Ped/25' | IC80A Single-port pedestal mount charging station and 25' cable (J1772, WiFi, LTE, RFID) | 3394.593 | 3326.7011
LiteOn | Level 2 Hardware | CH-L-IC80-1-25-DP | IC80A Gen 2 Dual/Ped/25' | IC80A Dual-port pedestal mount charging station and 25' cable (J1772, WiFi, LTE, RFID) | 5979.816 | 5860.2197
LiteOn | Level 2 Hardware | CH-L-IC80-1-25-DPR | IC80A Gen 2 Dual/Ped/Retract/25' | IC80A Dual-port pedestal mount charging station, retractor and 25' cable (J1772, WiFi, LTE, RFID) | 8058.786 | 7897.6103
0
PowerCharge | Level 2 Hardware | PC-E32-01 | Basic 1 Wall | PowerCharge Energy Charging Station, Wall mount - 1 Port, 208/240v, 32a (7.6kW), 18' cable, J1772, NEMA 6-50 Plugin or Hardwire, Includes standard 3 year warranty (Parts Only) | 799 | 783.02
PowerCharge | Level 2 Hardware | PC-E32-02 | Basic 2 Wall | PowerCharge Energy Charging Station, Wall mount - 2 Port, 208/240v, 32a (7.6kW), 18' cable, J1772, Includes standard 3 year warranty (Parts Only) | 1799 | 1763.02
PowerCharge | Level 2 Hardware | PC-E32-03 | Basic 1 / 6x6 Pedestal | PowerCharge Energy Charging Station, Pedestal mount - 1 Port, 208/240v, 32a (7.6kW), 18' cable, J1772, Includes standard 3 year warranty (Parts Only) | 1299 | 1273.02
PowerCharge | Level 2 Hardware | PC-E32-04 | Basic 2 / 6x6 Pedestal | PowerCharge Energy Charging Station, Pedestal mount - 2 Port, 208/240v, 32a (7.6kW), 18' cable, J1772, Includes standard 3 year warranty (Parts Only) | 2099 | 2057.02
PowerCharge | Level 2 Hardware | PC-E32-05 | Basic Quad / 6x6 Pedestal | PowerCharge Energy Charging Station, Pedestal mount - Quad Port, 208/240v, 32a (7.6kW), 18' cable, J1772 , Includes standard 3 year warranty (Parts Only) | 3699 | 3625.02
PowerCharge | Level 2 Hardware | PC-E32-06 | RFID 1 Wall | PowerCharge Platinum Charging Station, Wall mount - 1 Port, 208/240v, 32a (7.6kW), 18', J1772, OCPP 1.6, RFID Access Control, Includes standard 3 year warranty (Parts Only) | 1359 | 1331.82
PowerCharge | Level 2 Hardware | PC-E32-07 | RFID 2 Wall | PowerCharge Platinum Charging Station, Wall mount - 2 Port, 208/240v, 32a (7.6kW), 18', J1772, OCPP 1.6, RFID Access Control, Includes standard 3 year warranty (Parts Only) | 2859 | 2801.82
PowerCharge | Level 2 Hardware | PC-E32-08 | RFID 1 / 6x6 Pedestal | PowerCharge Platinum Charging Station, Pedestal mount - 1 Port, 208/240v, 32a (7.6kW), 18', J1772, OCPP 1.6, RFID Access Control, Includes standard 3 year warranty (Parts Only) | 1799 | 1763.02
PowerCharge | Level 2 Hardware | PC-E32-09 | RFID 2 / 6x6 Pedestal | PowerCharge Platinum Charging Station, Pedestal mount - 2 Port, 208/240v, 32a (7.6kW), 18', J1772, OCPP 1.6, RFID Access Control, Includes standard 3 year warranty (Parts Only) | 3199 | 3135.02
PowerCharge | Level 2 Hardware | PC-E32-10 | RFID Quad / 6x6 Pedestal | PowerCharge Platinum Charging Station, Pedestal mount - Quad Port, 208/240v, 32a (7.6kW), 18', J1772, OCPP 1.6, Includes standard 3 year warranty (Parts Only) | 5759 | 5643.82
PowerCharge | Level 2 Hardware | PC-E32-12 | ATT 1 Wall | PowerCharge Platinum Charging Station (Ref.#: E20SWP-GW-ATT-ES), Wall mount - 1 Port, 208/240v, 32a (7.6kW), 18', J1772, OCPP 1.6 (AT&T Cellular and WIFI Capable), Includes standard 3 year warranty (Parts Only) | 1559 | 1527.82
PowerCharge | Level 2 Hardware | PC-E32-15 | ATT 2 Wall | PowerCharge Platinum Charging Station (Ref.#: E20SWP-GW-ATT-ES), Wall mount - 2 Port, 208/240v, 32a (7.6kW), 18', J1772, OCPP 1.6 (AT&T Cellular and WIFI Capable), Includes standard 3 year warranty (Parts Only) | 3099 | 3037.02
PowerCharge | Level 2 Hardware | PC-E32-18 | ATT 1 / 6x6 Pedestal | PowerCharge Platinum Charging Station (Ref.#: E20SWP-GW-ATT-ES), Pedestal mount - 1 Port, 208/240v, 32a (7.6kW), 18', J1772, OCPP 1.6 (AT&T Cellular and WIFI Capable), Includes standard 3 year warranty (Parts Only) | 1999 | 1959.02
PowerCharge | Level 2 Hardware | PC-E32-21 | ATT 2 / 6x6 Pedestal | PowerCharge Platinum Charging Station (Ref.#: E20SWP-GW-ATT-ES), Pedestal mount - 2 Port, 208/240v, 32a (7.6kW), 18', J1772, OCPP 1.6 (AT&T Cellular and WIFI Capable), Includes standard 3 year warranty (Parts Only) | 3399 | 3331.02
PowerCharge | Level 2 Hardware | PC-E32-24 | ATT Quad / 6x6 Pedestal | PowerCharge Platinum Charging Station (Ref.#: E20SWP-GW-ATT-ES), Pedestal mount - Quad Port, 208/240v, 32a (7.6kW), 18', J1772, OCPP 1.6 (AT&T Cellular and WIFI Capable), Includes standard 3 year warranty (Parts Only) | 6099 | 5977.02
PowerCharge | Level 2 Hardware | PC-E32-26 | Basic 1 Wall with UCR | PowerCharge Energy Charging Station, Wall mount - 1 Port, 208/240v, 32a (7.6kW), 18' cable, J1772, NEMA 6-50 Plugin or Hardwire, Includes Cable Retractor, Standard 3 year warranty (Parts Only) | 959 | 939.82
PowerCharge | Level 2 Hardware | PC-E32-27 | Basic 2 Wall with UCR | PowerCharge Energy Charging Station, Wall mount - 2 Port, 208/240v, 32a (7.6kW), 18' cable, J1772, Includes Cable Retractors, Includes standard 3 year warranty (Parts Only) | 2059 | 2017.82
PowerCharge | Level 2 Hardware | PC-E32-28 | Basic 1 Ped with EZ Pull | PowerCharge Energy Charging Station, Pedestal mount - 1 Port, 208/240v, 32a (7.6kW), 18' cable, J1772, Includes Cable Retractor, Includes standard 3 year warranty (Parts Only) | 1699 | 1665.02
PowerCharge | Level 2 Hardware | PC-E32-29 | Basic 2 Ped with EZ Pull | PowerCharge Energy Charging Station, Pedestal mount - 2 Port, 208/240v, 32a (7.6kW), 18' cable, J1772, Includes Cable Retractors, Includes standard 3 year warranty (Parts Only) | 2599 | 2547.02
PowerCharge | Level 2 Hardware | PC-E32-30 | RFID 1 Wall with UCR | PowerCharge Platinum Charging Station, Wall mount - 1 Port, 208/240v, 32a (7.6kW), 18', J1772, OCPP 1.6, Includes Cable Retractor, RFID Access Control, Includes standard 3 year warranty (Parts Only) | 1499 | 1469.02
PowerCharge | Level 2 Hardware | PC-E32-31 | RFID 2 Wall with UCR | PowerCharge Platinum Charging Station, Wall mount - 2 Port, 208/240v, 32a (7.6kW), 18', J1772, OCPP 1.6, Includes Cable Retractors, RFID Access Control, Includes standard 3 year warranty (Parts Only) | 3199 | 3135.02
PowerCharge | Level 2 Hardware | PC-E32-32 | RFID 1 Ped with EZ Pull | PowerCharge Platinum Charging Station, Pedestal mount - 1 Port, 208/240v, 32a (7.6kW), 18', J1772, OCPP 1.6 , Includes Cable Retractor, RFID Access Control, Includes standard 3 year warranty (Parts Only) | 2299 | 2253.02
PowerCharge | Level 2 Hardware | PC-E32-33 | RFID 2 Ped with EZ Pull | PowerCharge Platinum Charging Station, Pedestal mount - 2 Port, 208/240v, 32a (7.6kW), 18', J1772, OCPP 1.6, Includes Cable Retractors, RFID Access Control, Includes standard 3 year warranty (Parts Only) | 3699 | 3625.02
PowerCharge | Level 2 Hardware | PC-E32-35 | ATT 1 Wall with UCR | PowerCharge Platinum Charging Station (Ref.#: E20SWP-GW-ATT-ES), Wall mount - 1 Port, 208/240v, 32a (7.6kW), 18', J1772, OCPP 1.6 (AT&T Cellular and WIFI Capable), Includes Cable Retractor, Includes standard 3 year warranty (Parts Only) | 1699 | 1665.02
PowerCharge | Level 2 Hardware | PC-E32-38 | ATT 2 Wall with UCR | PowerCharge Platinum Charging Station (Ref.#: E20SWP-GW-ATT-ES), Wall mount - 2 Port, 208/240v, 32a (7.6kW), 18', J1772, OCPP 1.6 (AT&T Cellular and WIFI Capable), Includes Cable Retractors, Includes standard 3 year warranty (Parts Only) | 3399 | 3331.02
PowerCharge | Level 2 Hardware | PC-E32-41 | ATT 1 Ped with EZ Pull | PowerCharge Platinum Charging Station (Ref.#: E20SWP-GW-ATT-ES), Pedestal mount - 1 Port, 208/240v, 32a (7.6kW), 18', J1772, OCPP 1.6 (AT&T Cellular and WIFI Capable), Includes Cable Retractor, Includes standard 3 year warranty (Parts Only) | 2499 | 2449.02
PowerCharge | Level 2 Hardware | PC-E32-44 | ATT 2 Ped with EZ Pull | PowerCharge Platinum Charging Station (Ref.#: E20SWP-GW-ATT-ES), Pedestal mount - 2 Port, 208/240v, 32a (7.6kW), 18', J1772, OCPP 1.6 (AT&T Cellular and WIFI Capable), Includes Cable Retractors, Includes standard 3 year warranty (Parts Only) | 3899 | 3821.02
PowerCharge | Level 2 Hardware | PC-E32-46 | WIFI 1 Wall | PowerCharge Platinum Charging Station, Wall mount - 1 Port, 208/240v, 32a (7.6kW), 18', J1772, OCPP 1.6 (WIFI Capable), Includes standard 3 year warranty (Parts Only) | 1399 | 1371.02
PowerCharge | Level 2 Hardware | PC-E32-47 | WIFI 2 Wall with UCR | PowerCharge Platinum Charging Station, Wall mount - 2 Port, 208/240v, 32a (7.6kW), 18', J1772, OCPP 1.6 (WIFI Capable), Includes standard 3 year warranty (Parts Only) | 2899 | 2841.02
PowerCharge | Level 2 Hardware | PC-E32-48 | WIFI 1 / 6x6 Pedestal | PowerCharge Platinum Charging Station, Pedestal mount - 1 Port, 208/240v, 32a (7.6kW), 18', J1772, OCPP 1.6 (WIFI Capable), Includes standard 3 year warranty (Parts Only) | 1799 | 1763.02
PowerCharge | Level 2 Hardware | PC-E32-49 | WIFI 2 / 6x6 Pedestal | PowerCharge Platinum Charging Station, Pedestal mount - 2 Port, 208/240v, 32a (7.6kW), 18', J1772, OCPP 1.6 (WIFI Capable), Includes standard 3 year warranty (Parts Only) | 3099 | 3037.02
PowerCharge | Level 2 Hardware | PC-E32-50 | WIFI QUAD / 6x6 Pedestal | PowerCharge Platinum Charging Station, Pedestal mount - Quad Port, 208/240v, 32a (7.6kW), 18', J1772, OCPP 1.6 (WIFI Capable), Includes standard 3 year warranty (Parts Only) | 5729 | 5614.42
PowerCharge | Level 2 Hardware | PC-E32-51 | WIFI 1 Wall with UCR | PowerCharge Platinum Charging Station, Wall mount - 1 Port, 208/240v, 32a (7.6kW), 18', J1772, OCPP 1.6 (WIFI Capable), Includes Cable Retractor, Includes standard 3 year warranty (Parts Only) | 1499 | 1469.02
PowerCharge | Level 2 Hardware | PC-E32-52 | WIFI 2 Wall with UCR | PowerCharge Platinum Charging Station, Wall mount - 2 Port, 208/240v, 32a (7.6kW), 18', J1772, OCPP 1.6 (WIFI Capable), Includes Cable Retractors, Includes standard 3 year warranty (Parts Only) | 3199 | 3135.02
PowerCharge | Level 2 Hardware | PC-E32-53 | WIFI 1 Ped with EZ Pull | PowerCharge Platinum Charging Station, Pedestal mount - 1 Port, 208/240v, 32a (7.6kW), 18', J1772, OCPP 1.6 (WIFI Capable), Includes Cable Retractor, Includes standard 3 year warranty (Parts Only) | 2299 | 2253.02
PowerCharge | Level 2 Hardware | PC-E32-54 | WIFI 2 Ped with EZ Pull | PowerCharge Platinum Charging Station, Pedestal mount - 2 Port, 208/240v, 32a (7.6kW), 18', J1772, OCPP 1.6 (WIFI Capable), Includes Cable Retractors, Includes standard 3 year warranty (Parts Only) | 3699 | 3625.02
PowerCharge | Level 2 Hardware | PC-E32-55 | Basic 1 Wall | PowerCharge Energy Charging Station, Wall mount - 1 Port, 208/240v, 32a (7.6kW), 25' cable, J1772, NEMA 6-50 Plugin or Hardwire, Includes standard 3 year warranty (Parts Only) | 799 | 783.02
PowerCharge | Level 2 Hardware | PC-E32-56 | Basic 2 Wall | PowerCharge Energy Charging Station, Wall mount - 2 Port, 208/240v, 32a (7.6kW), 25' cable, J1772, Includes standard 3 year warranty (Parts Only) | 1799 | 1763.02
PowerCharge | Level 2 Hardware | PC-E32-57 | Basic 1 / 6x6 Pedestal | PowerCharge Energy Charging Station, Pedestal mount - 1 Port, 208/240v, 32a (7.6kW), 25' cable, J1772, Includes standard 3 year warranty (Parts Only) | 1299 | 1273.02
PowerCharge | Level 2 Hardware | PC-E32-58 | Basic 2 / 6x6 Pedestal | PowerCharge Energy Charging Station, Pedestal mount - 2 Port, 208/240v, 32a (7.6kW), 25' cable, J1772, Includes standard 3 year warranty (Parts Only) | 2099 | 2057.02
PowerCharge | Level 2 Hardware | PC-E32-59 | Basic Quad / 6x6 Pedestal | PowerCharge Energy Charging Station, Pedestal mount - Quad Port, 208/240v, 32a (7.6kW), 25' cable, J1772 , Includes standard 3 year warranty (Parts Only) | 3699 | 3625.02
PowerCharge | Level 2 Hardware | PC-E32-60 | Basic 1 Wall | PowerCharge Energy Charging Station, Wall mount - 1 Port, 208/240v, 32a (7.6kW), 25' cable, J1772, NEMA 6-50 Plugin or Hardwire, Standard 3 year warranty (Parts Only) | 799 | 783.02
PowerCharge | Level 2 Hardware | PC-E32-61 | Basic 2 Wall with UCR | PowerCharge Energy Charging Station, Walll mount - 2 Port, 208/240v, 32a (7.6kW), 25' cable, J1772, Includes Cable Retractors, Includes standard 3 year warranty (Parts Only) | 2099 | 2057.02
PowerCharge | Level 2 Hardware | PC-E32-62 | Basic 1 / EZ Pull Pedestal | PowerCharge Energy Charging Station, Pedestal mount - 1 Port, 208/240v, 32a (7.6kW), 25' cable, J1772, Includes Cable Retractor, Includes standard 3 year warranty (Parts Only) | 1699 | 1665.02
PowerCharge | Level 2 Hardware | PC-E32-63 | Basic 2 / EZ Pull Pedestal | PowerCharge Energy Charging Station, Pedestal mount - 2 Port, 208/240v, 32a (7.6kW), 25' cable, J1772, Includes Cable Retractors, Includes standard 3 year warranty (Parts Only) | 2599 | 2547.02
PowerCharge | Level 2 Hardware | PC-E32-144 | ATT 2 / EZ Pull Pedestal (GW/GW) | PowerCharge Platinum Charging Station (Ref.#: E20SWP-GW-ATT-ES), Pedestal mount - 2 Port, 2 GATEWAY, 208/240v, 32a (7.6kW), 18', J1772, OCPP 1.6 (AT&T Cellular and WIFI Capable), Includes Cable Retractors, Includes standard 3 year warranty (Parts Only) | 4099 | 4017.02
PowerCharge | Level 2 Hardware | PC-E40-01 | Basic 1 Wall | PowerCharge Energy Charging Station, Wall mount - 1 Port, 208/240v, 40a (9.6kW), 18' cable, J1772, NEMA 6-50 Plugin or Hardwire, Includes standard 3 year warranty (Parts Only) | 899 | 881.02
PowerCharge | Level 2 Hardware | PC-E40-02 | Basic 2 Wall | PowerCharge Energy Charging Station, Wall mount - 2 Port, 208/240v, 40a (9.6kW), 18' cable, J1772, Includes standard 3 year warranty (Parts Only) | 1899 | 1861.02
PowerCharge | Level 2 Hardware | PC-E40-03 | Basic 1 / 6x6 Pedestal | PowerCharge Energy Charging Station, Pedestal mount - 1 Port, 208/240v, 40a (9.6kW), 18' cable, J1772, Includes standard 3 year warranty (Parts Only) | 1399 | 1371.02
PowerCharge | Level 2 Hardware | PC-E40-04 | Basic 2 / 6x6 Pedestal | PowerCharge Energy Charging Station, Pedestal mount - 2 Port, 208/240v, 40a (9.6kW), 18' cable, J1772, Includes standard 3 year warranty (Parts Only) | 2299 | 2253.02
PowerCharge | Level 2 Hardware | PC-E40-05 | Basic Quad / 6x6 Pedestal | PowerCharge Energy Charging Station, Pedestal mount - Quad Port, 208/240v, 40a (9.6kW), 18' cable, J1772 , Includes standard 3 year warranty (Parts Only) | 3999 | 3919.02
PowerCharge | Level 2 Hardware | PC-E40-06 | RFID 1 Wall | PowerCharge Platinum Charging Station, Wall mount - 1 Port, 208/240v, 40a (9.6kW), 18', J1772, OCPP 1.6, Includes standard 3 year warranty (Parts Only) | 1399 | 1371.02
PowerCharge | Level 2 Hardware | PC-E40-07 | RFID 2 Wall | PowerCharge Platinum Charging Station, Wall mount - 2 Port, 208/240v, 40a (9.6kW), 18', J1772, OCPP 1.6, Includes standard 3 year warranty (Parts Only) | 3099 | 3037.02
PowerCharge | Level 2 Hardware | PC-E40-08 | RFID 1 / 6x6 Pedestal | PowerCharge Platinum Charging Station, Pedestal mount - 1 Port, 208/240v, 40a (9.6kW), 18', J1772, OCPP 1.6, Includes standard 3 year warranty (Parts Only) | 1999 | 1959.02
PowerCharge | Level 2 Hardware | PC-E40-09 | RFID 2 / 6x6 Pedestal | PowerCharge Platinum Charging Station, Pedestal mount - 2 Port, 208/240v, 40a (9.6kW), 18', J1772, OCPP 1.6, RFID Access Control, Includes standard 3 year warranty (Parts Only) | 3399 | 3331.02
PowerCharge | Level 2 Hardware | PC-E40-10 | RFID Quad / 6x6 Pedestal | PowerCharge Platinum Charging Station, Pedestal mount - Quad Port, 208/240v, 40a (9.6kW), 18', J1772, OCPP 1.6, Includes standard 3 year warranty (Parts Only) | 6199 | 6075.02
PowerCharge | Level 2 Hardware | PC-E40-12 | ATT 1 Wall | PowerCharge Platinum Charging Station, Wall mount - 1 Port, 208/240v, 40a (9.6kW), 18', J1772, OCPP 1.6 (AT&T Cellular and WIFI Capable), Includes standard 3 year warranty (Parts Only) | 1699 | 1665.02
PowerCharge | Level 2 Hardware | PC-E40-15 | ATT 2 Wall | PowerCharge Platinum Charging Station, Wall mount - 2 Port, 208/240v, 40a (9.6kW), 18', J1772, OCPP 1.6 (AT&T Cellular and WIFI Capable), Includes standard 3 year warranty (Parts Only) | 3299 | 3233.02
PowerCharge | Level 2 Hardware | PC-E40-18 | ATT 1 / 6x6 Pedestal | PowerCharge Platinum Charging Station, Pedestal mount - 1 Port, 208/240v, 40a (9.6kW), 18', J1772, OCPP 1.6 (AT&T Cellular and WIFI Capable), Includes standard 3 year warranty (Parts Only) | 2199 | 2155.02
PowerCharge | Level 2 Hardware | PC-E40-21 | ATT 2 / 6x6 Pedestal | PowerCharge Platinum Charging Station, Pedestal mount - 2 Port, 208/240v, 40a (9.6kW), 18', J1772, OCPP 1.6 (AT&T Cellular and WIFI Capable), Includes standard 3 year warranty (Parts Only) | 3599 | 3527.02
PowerCharge | Level 2 Hardware | PC-E40-24 | ATT Quad / 6x6 Pedestal | PowerCharge Platinum Charging Station, Pedestal mount - Quad Port, 208/240v, 40a (9.6kW), 18', J1772, OCPP 1.6 (AT&T Cellular and WIFI Capable), Includes standard 3 year warranty (Parts Only) | 6399 | 6271.02
PowerCharge | Level 2 Hardware | PC-E40-26 | Basic 1 Wall with UCR | PowerCharge Energy Charging Station, Wall mount - 1 Port, 208/240v, 40a (9.6kW), 18' cable, J1772, NEMA 6-50 Plugin or Hardwire, Standard 3 year warranty (Parts Only) | 999 | 979.02
PowerCharge | Level 2 Hardware | PC-E40-27 | Basic 2 Wall with UCR | PowerCharge Energy Charging Station, Wall mount - 2 Port, 208/240v, 40a (9.6kW), 18' cable, J1772, Includes Cable Retractors, Includes standard 3 year warranty (Parts Only) | 2299 | 2253.02
PowerCharge | Level 2 Hardware | PC-E40-28 | Basic 1 Ped with EZ Pull | PowerCharge Energy Charging Station, Pedestal mount - 1 Port, 208/240v, 40a (9.6kW), 18' cable, J1772, Includes Cable Retractor, Includes standard 3 year warranty (Parts Only) | 1799 | 1763.02
PowerCharge | Level 2 Hardware | PC-E40-29 | Basic 2 Ped with EZ Pull | PowerCharge Energy Charging Station, Pedestal mount - 2 Port, 208/240v, 40a (9.6kW), 18' cable, J1772, Includes Cable Retractors, Includes standard 3 year warranty (Parts Only) | 2799 | 2743.02
PowerCharge | Level 2 Hardware | PC-E40-30 | RFID 1 Wall with UCR | PowerCharge Platinum Charging Station, Wall mount - 1 Port, 208/240v, 40a (9.6kW), 18', J1772, OCPP 1.6, Includes Cable Retractor, RFID Access Control, Includes standard 3 year warranty (Parts Only) | 1599 | 1567.02
PowerCharge | Level 2 Hardware | PC-E40-31 | RFID 2 Wall with UCR | PowerCharge Platinum Charging Station, Wall mount - 2 Port, 208/240v, 40a (9.6kW), 18', J1772, OCPP 1.6, Includes Cable Retractors, RFID Access Control, Includes standard 3 year warranty (Parts Only) | 3399 | 3331.02
PowerCharge | Level 2 Hardware | PC-E40-32 | RFID 1 Ped with EZ Pull | PowerCharge Platinum Charging Station, Pedestal mount - 1 Port, 208/240v, 40a (9.6kW), 18', J1772, OCPP 1.6 , Includes Cable Retractor, RFID Access Control, Includes standard 3 year warranty (Parts Only) | 2399 | 2351.02
PowerCharge | Level 2 Hardware | PC-E40-33 | RFID 2 Ped with EZ Pull | PowerCharge Platinum Charging Station, Pedestal mount - 2 Port, 208/240v, 40a (9.6kW), 18', J1772, OCPP 1.6, Includes Cable Retractors, RFID Access Control, Includes standard 3 year warranty (Parts Only) | 3899 | 3821.02
PowerCharge | Level 2 Hardware | PC-E40-35 | ATT 1 Wall with UCR | PowerCharge Platinum Charging Station, Wall mount - 1 Port, 208/240v, 40a (9.6kW), 18', J1772, OCPP 1.6 (AT&T Cellular and WIFI Capable), Includes Cable Retractor, Includes standard 3 year warranty (Parts Only) | 1799 | 1763.02
PowerCharge | Level 2 Hardware | PC-E40-38 | ATT 2 Wall with UCR | PowerCharge Platinum Charging Station, Wall mount - 2 Port, 208/240v, 40a (9.6kW), 18', J1772, OCPP 1.6 (AT&T Cellular and WIFI Capable), Includes Cable Retractors, Includes standard 3 year warranty (Parts Only) | 3599 | 3527.02
PowerCharge | Level 2 Hardware | PC-E40-41 | ATT 1 Ped with EZ Pull | PowerCharge Platinum Charging Station, Pedestal mount - 1 Port, 208/240v, 40a (9.6kW), 18', J1772, OCPP 1.6 (AT&T Cellular and WIFI Capable), Includes Cable Retractor, Includes standard 3 year warranty (Parts Only) | 2599 | 2547.02
PowerCharge | Level 2 Hardware | PC-E40-44 | ATT 2 Ped with EZ Pull | PowerCharge Platinum Charging Station, Pedestal mount - 2 Port, 208/240v, 40a (9.6kW), 18', J1772, OCPP 1.6 (AT&T Cellular and WIFI Capable), Includes Cable Retractors, Includes standard 3 year warranty (Parts Only) | 4199 | 4115.02
PowerCharge | Level 2 Hardware | PC-E40-46 | WIFI 1 Wall | PowerCharge Platinum Charging Station, Wall mount - 1 Port, 208/240v, 40a (9.6kW), 18', J1772, OCPP 1.6 (WIFI Capable), Includes standard 3 year warranty (Parts Only) | 1599 | 1567.02
PowerCharge | Level 2 Hardware | PC-E40-47 | WIFI 2 Wall with UCR | PowerCharge Platinum Charging Station, Wall mount - 2 Port, 208/240v, 40a (9.6kW), 18', J1772, OCPP 1.6 (WIFI Capable), Includes standard 3 year warranty (Parts Only) | 3099 | 3037.02
PowerCharge | Level 2 Hardware | PC-E40-48 | WIFI 1 / 6x6 Pedestal | PowerCharge Platinum Charging Station, Pedestal mount - 1 Port, 208/240v, 40a (9.6kW), 18', J1772, OCPP 1.6 (WIFI Capable), Includes standard 3 year warranty (Parts Only) | 1899 | 1861.02
PowerCharge | Level 2 Hardware | PC-E40-49 | WIFI 2 / 6x6 Pedestal | PowerCharge Platinum Charging Station, Pedestal mount - 2 Port, 208/240v, 40a (9.6kW), 18', J1772, OCPP 1.6 (WIFI Capable), Includes standard 3 year warranty (Parts Only) | 3299 | 3233.02
PowerCharge | Level 2 Hardware | PC-E40-50 | WIFI QUAD / 6x6 Pedestal | PowerCharge Platinum Charging Station, Pedestal mount - Quad Port, 208/240v, 40a (9.6kW), 18', J1772, OCPP 1.6 (WIFI Capable), Includes standard 3 year warranty (Parts Only) | 6199 | 6075.02
PowerCharge | Level 2 Hardware | PC-E40-51 | WIFI 1 Wall with UCR | PowerCharge Platinum Charging Station, Wall mount - 1 Port, 208/240v, 40a (9.6kW), 18', J1772, OCPP 1.6 (WIFI Capable), Includes Cable Retractor, Includes standard 3 year warranty (Parts Only) | 1599 | 1567.02
PowerCharge | Level 2 Hardware | PC-E40-52 | WIFI 2 Wall with UCR | PowerCharge Platinum Charging Station, Wall mount - 2 Port, 208/240v, 40a (9.6kW), 18', J1772, OCPP 1.6 (WIFI Capable), Includes Cable Retractors, Includes standard 3 year warranty (Parts Only) | 3399 | 3331.02
PowerCharge | Level 2 Hardware | PC-E40-53 | WIFI 1 Ped with EZ Pull | PowerCharge Platinum Charging Station, Pedestal mount - 1 Port, 208/240v, 40a (9.6kW), 18', J1772, OCPP 1.6 (WIFI Capable), Includes Cable Retractor, Includes standard 3 year warranty (Parts Only) | 2399 | 2351.02
PowerCharge | Level 2 Hardware | PC-E40-54 | WIFI 2 Ped with EZ Pull | PowerCharge Platinum Charging Station, Pedestal mount - 2 Port, 208/240v, 40a (9.6kW), 18', J1772, OCPP 1.6 (WIFI Capable), Includes Cable Retractors, Includes standard 3 year warranty (Parts Only) | 3899 | 3821.02
PowerCharge | Level 2 Hardware | PC-E40-55 | Basic 1 Wall | PowerCharge Energy Charging Station, Wall mount - 1 Port, 208/240v, 40a (9.6kW), 25' cable, J1772, NEMA 6-50 Plugin or Hardwire, Includes standard 3 year warranty (Parts Only) | 899 | 881.02
PowerCharge | Level 2 Hardware | PC-E48-01 | Basic 1 Wall | PowerCharge Energy Charging Station, Wall mount - 1 Port, 208/240v, 48a (11.5kW), 25' cable, J1772, NEMA 6-50 Plugin or Hardwire, Includes standard 3 year warranty (Parts Only) | 999 | 979.02
PowerCharge | Level 2 Hardware | PC-E48-02 | Basic 2 Wall | PowerCharge Energy Charging Station, Wall mount - 2 Port, 208/240v, 48a (11.5kW), 25' cable, J1772, Includes standard 3 year warranty (Parts Only) | 2299 | 2253.02
PowerCharge | Level 2 Hardware | PC-E48-03 | Basic 1 / 6x6 Pedestal | PowerCharge Energy Charging Station, Pedestal mount - 1 Port, 208/240v, 48a (11.5kW), 25' cable, J1772, Includes standard 3 year warranty (Parts Only) | 1499 | 1469.02
PowerCharge | Level 2 Hardware | PC-E48-04 | Basic 2 / 6x6 Pedestal | PowerCharge Energy Charging Station, Pedestal mount - 2 Port, 208/240v, 48a (11.5kW), 25' cable, J1772, Includes standard 3 year warranty (Parts Only) | 2499 | 2449.02
PowerCharge | Level 2 Hardware | PC-E48-06 | RFID 1 Wall | PowerCharge Platinum Charging Station, Wall mount - 1 Port, 208/240v, 48a (11.5kW), 25', J1772, OCPP 1.6, Includes standard 3 year warranty (Parts Only) | 1559 | 1527.82
PowerCharge | Level 2 Hardware | PC-E48-07 | RFID 2 Wall | PowerCharge Platinum Charging Station, Wall mount - 2 Port, 208/240v, 48a (11.5kW), 25', J1772, OCPP 1.6, Includes standard 3 year warranty (Parts Only) | 3299 | 3233.02
PowerCharge | Level 2 Hardware | PC-E48-08 | RFID 1 / 6x6 Pedestal | PowerCharge Platinum Charging Station, Pedestal mount - 1 Port, 208/240v, 48a (11.5kW), 25', J1772, OCPP 1.6, Includes standard 3 year warranty (Parts Only) | 1999 | 1959.02
PowerCharge | Level 2 Hardware | PC-E48-09 | RFID 2 / 6x6 Pedestal | PowerCharge Platinum Charging Station, Pedestal mount - 2 Port, 208/240v, 48a (11.5kW), 25', J1772, OCPP 1.6, Includes standard 3 year warranty (Parts Only) | 3499 | 3429.02
PowerCharge | Level 2 Hardware | PC-E48-13 | GW 1 Wall | PowerCharge Platinum Charging Station, Wall mount - 1 Port, 208/240v, 48a (11.5kW), 25', J1772, OCPP 1.6 (Multi-Carrier Cellular and WIFI Capable), Includes standard 3 year warranty (Parts Only) | 1999 | 1959.02
PowerCharge | Level 2 Hardware | PC-E48-16 | GW 2 Wall | PowerCharge Platinum Charging Station, Wall mount - 2 Port, 208/240v, 48a (11.5kW), 25', J1772, OCPP 1.6 (Multi-Carrier Cellular and WIFI Capable), Includes standard 3 year warranty (Parts Only) | 3999 | 3919.02
PowerCharge | Level 2 Hardware | PC-E48-19 | GW 1 / 6x6 Pedestal | PowerCharge Platinum Charging Station, Pedestal mount - 1 Port, 208/240v, 48a (11.5kW), 25', J1772, OCPP 1.6 (Multi-Carrier Cellular and WIFI Capable), Includes standard 3 year warranty (Parts Only) | 2599 | 2547.02
PowerCharge | Level 2 Hardware | PC-E48-22 | GW 2 / 6x6 Pedestal | PowerCharge Platinum Charging Station, Pedestal mount - 2 Port, 208/240v, 48a (11.5kW), 25', J1772, OCPP 1.6 (Multi-Carrier Cellular and WIFI Capable), Includes standard 3 year warranty (Parts Only) | 3999 | 3919.02
PowerCharge | Level 2 Hardware | PC-E48-26 | Basic 1 Wall with UCR | PowerCharge Energy Charging Station, Wall mount - 1 Port, 208/240v, 48a (11.5kW), 25' cable, J1772, NEMA 6-50 Plugin or Hardwire, Standard 3 year warranty (Parts Only) | 1149 | 1126.02
PowerCharge | Level 2 Hardware | PC-E48-27 | Basic 2 Wall with UCR | PowerCharge Energy Charging Station, Walll mount - 2 Port, 208/240v, 48a (11.5kW), 25' cable, J1772, Includes Cable Retractors, Includes standard 3 year warranty (Parts Only) | 2599 | 2547.02
PowerCharge | Level 2 Hardware | PC-E48-28 | Basic 1 Ped with EZ Pull | PowerCharge Energy Charging Station, Pedestal mount - 1 Port, 208/240v, 48a (11.5kW), 25' cable, J1772, Includes Cable Retractor, Includes standard 3 year warranty (Parts Only) | 1999 | 1959.02
PowerCharge | Level 2 Hardware | PC-E48-29 | Basic 2 Ped with EZ Pull | PowerCharge Energy Charging Station, Pedestal mount - 2 Port, 208/240v, 48a (11.5kW), 25' cable, J1772, Includes Cable Retractors, Includes standard 3 year warranty (Parts Only) | 3099 | 3037.02
PowerCharge | Level 2 Hardware | PC-E48-30 | RFID 1 Wall with UCR | PowerCharge Platinum Charging Station, Wall mount - 1 Port, 208/240v, 48a (11.5kW), 25', J1772, OCPP 1.6, Includes Cable Retractor, RFID Access Control, Includes standard 3 year warranty (Parts Only) | 1699 | 1665.02
PowerCharge | Level 2 Hardware | PC-E48-31 | RFID 2 Wall with UCR | PowerCharge Platinum Charging Station, Wall mount - 2 Port, 208/240v, 48a (11.5kW), 25', J1772, OCPP 1.6, Includes Cable Retractors, RFID Access Control, Includes standard 3 year warranty (Parts Only) | 3599 | 3527.02
PowerCharge | Level 2 Hardware | PC-E48-32 | RFID 1 Ped with EZ Pull | PowerCharge Platinum Charging Station, Pedestal mount - 1 Port, 208/240v, 48a (11.5kW), 25', J1772, OCPP 1.6 , Includes Cable Retractor, RFID Access Control, Includes standard 3 year warranty (Parts Only) | 2599 | 2547.02
PowerCharge | Level 2 Hardware | PC-E48-33 | RFID 2 Ped with EZ Pull | PowerCharge Platinum Charging Station, Pedestal mount - 2 Port, 208/240v, 48a (11.5kW), 25', J1772, OCPP 1.6, Includes Cable Retractors, RFID Access Control, Includes standard 3 year warranty (Parts Only) | 4199 | 4115.02
PowerCharge | Level 2 Hardware | PC-E48-36 | Multi Carrier 1 Wall with UCR | PowerCharge Platinum Charging Station, Wall mount - 1 Port, 208/240v, 48a (11.5kW), 25', J1772, OCPP 1.6 (Multi-Carrier Cellular and WIFI Capable), Includes Cable Retractor, Includes standard 3 year warranty (Parts Only) | 2199 | 2155.02
PowerCharge | Level 2 Hardware | PC-E48-39 | Multi Carrier 2 Wall with UCR | PowerCharge Platinum Charging Station, Wall mount - 2 Port, 208/240v, 48a (11.5kW), 25', J1772, OCPP 1.6 (Multi-Carrier Cellular and WIFI Capable), Includes Cable Retractors, Includes standard 3 year warranty (Parts Only) | 4159 | 4075.82
PowerCharge | Level 2 Hardware | PC-E48-42 | Multi Carrier 1 Ped with EZ Pull | PowerCharge Platinum Charging Station, Pedestal mount - 1 Port, 208/240v, 48a (11.5kW), 25', J1772, OCPP 1.6 (Multi-Carrier Cellular and WIFI Capable), Includes Cable Retractor, Includes standard 3 year warranty (Parts Only) | 2999 | 2939.02
PowerCharge | Level 2 Hardware | PC-E48-45 | Multi Carrier 2 Ped with EZ Pull | PowerCharge Platinum Charging Station, Pedestal mount - 2 Port, 208/240v, 48a (11.5kW), 25', J1772, OCPP 1.6 (Multi-Carrier Cellular and WIFI Capable), Includes Cable Retractors, Includes standard 3 year warranty (Parts Only) | 4659 | 4565.82
PowerCharge | Level 2 Hardware | PC-E48-46 | WIFI 1 Wall | PowerCharge Platinum Charging Station, Wall mount - 1 Port, 208/240v, 48a (11.5kW), 25', J1772, OCPP 1.6 (WIFI Capable), Includes standard 3 year warranty (Parts Only) | 1699 | 1665.02
PowerCharge | Level 2 Hardware | PC-E48-47 | WIFI 2 Wall with UCR | PowerCharge Platinum Charging Station, Wall mount - 2 Port, 208/240v, 48a (11.5kW), 25', J1772, OCPP 1.6 (WIFI Capable), Includes standard 3 year warranty (Parts Only) | 3299 | 3233.02
PowerCharge | Level 2 Hardware | PC-E48-48 | WIFI 1 / 6x6 Pedestal | PowerCharge Platinum Charging Station, Pedestal mount - 1 Port, 208/240v, 48a (11.5kW), 25', J1772, OCPP 1.6 (WIFI Capable), Includes standard 3 year warranty (Parts Only) | 1999 | 1959.02
PowerCharge | Level 2 Hardware | PC-E48-49 | WIFI 2 / 6x6 Pedestal | PowerCharge Platinum Charging Station, Pedestal mount - 2 Port, 208/240v, 48a (11.5kW), 25', J1772, OCPP 1.6 (WIFI Capable), Includes standard 3 year warranty (Parts Only) | 3499 | 3429.02
PowerCharge | Level 2 Hardware | PC-E48-51 | WIFI 1 Wall with UCR | PowerCharge Platinum Charging Station, Wall mount - 1 Port, 208/240v, 48a (11.5kW), 25', J1772, OCPP 1.6 (WIFI Capable), Includes Cable Retractor, Includes standard 3 year warranty (Parts Only) | 1699 | 1665.02
PowerCharge | Level 2 Hardware | PC-E48-52 | WIFI 2 Wall with UCR | PowerCharge Platinum Charging Station, Wall mount - 2 Port, 208/240v, 48a (11.5kW), 25', J1772, OCPP 1.6 (WIFI Capable), Includes Cable Retractors, Includes standard 3 year warranty (Parts Only) | 3599 | 3527.02
PowerCharge | Level 2 Hardware | PC-E48-53 | WIFI 1 Ped with EZ Pull | PowerCharge Platinum Charging Station, Pedestal mount - 1 Port, 208/240v, 48a (11.5kW), 25', J1772, OCPP 1.6 (WIFI Capable), Includes Cable Retractor, Includes standard 3 year warranty (Parts Only) | 2499 | 2449.02
PowerCharge | Level 2 Hardware | PC-E48-54 | WIFI 2 Ped with EZ Pull | PowerCharge Platinum Charging Station, Pedestal mount - 2 Port, 208/240v, 48a (11.5kW), 25', J1772, OCPP 1.6 (WIFI Capable), Includes Cable Retractors, Includes standard 3 year warranty (Parts Only) | 4199 | 4115.02
PowerCharge | Level 2 Hardware | PC-E80-01 | Basic 1 Wall | PowerCharge Energy Charging Station, Wall mount - 1 Port, 208/240v, 80a (19.2kW), 25' cable, J1772, NEMA 6-50 Plugin or Hardwire, Includes standard 3 year warranty (Parts Only) | 1999 | 1959.02
PowerCharge | Level 2 Hardware | PC-E80-02 | Basic 2 Wall | PowerCharge Energy Charging Station, Wall mount - 2 Port, 208/240v, 80a (19.2kW), 25' cable, J1772, Includes standard 3 year warranty (Parts Only) | 4099 | 4017.02
PowerCharge | Level 2 Hardware | PC-E80-03 | Basic 1 / 6x6 Pedestal | PowerCharge Energy Charging Station, Pedestal mount - 1 Port, 208/240v, 80a (19.2kW), 25' cable, J1772, Includes standard 3 year warranty (Parts Only) | 2499 | 2449.02
PowerCharge | Level 2 Hardware | PC-E80-04 | Basic 2 / 6x6 Pedestal | PowerCharge Energy Charging Station, Pedestal mount - 2 Port, 208/240v, 80a (19.2kW), 25' cable, J1772, Includes standard 3 year warranty (Parts Only) | 4499 | 4409.02
PowerCharge | Level 2 Hardware | PC-E80-06 | RFID 1 Wall | PowerCharge Platinum Charging Station, Wall mount - 1 Port, 208/240v, 80a (19.2kW), 25', J1772, OCPP 1.6, Includes standard 3 year warranty (Parts Only) | 2499 | 2449.02
PowerCharge | Level 2 Hardware | PC-E80-07 | RFID 2 Wall | PowerCharge Platinum Charging Station, Wall mount - 2 Port, 208/240v, 80a (19.2kW), 25', J1772, OCPP 1.6, Includes standard 3 year warranty (Parts Only) | 5099 | 4997.02
PowerCharge | Level 2 Hardware | PC-E80-08 | RFID 1 / 6x6 Pedestal | PowerCharge Platinum Charging Station, Pedestal mount - 1 Port, 208/240v, 80a (19.2kW), 25', J1772, OCPP 1.6, Includes standard 3 year warranty (Parts Only) | 2999 | 2939.02
PowerCharge | Level 2 Hardware | PC-E80-09 | RFID 2 / 6x6 Pedestal | PowerCharge Platinum Charging Station, Pedestal mount - 2 Port, 208/240v, 80a (19.2kW), 25', J1772, OCPP 1.6, Includes standard 3 year warranty (Parts Only) | 5499 | 5389.02
PowerCharge | Level 2 Hardware | PC-E80-13 | GW 1 Wall | PowerCharge Platinum Charging Station, Wall mount - 1 Port, 208/240v, 80a (19.2kW), 25', J1772, OCPP 1.6 (Multi-Carrier Cellular and WIFI Capable), Includes standard 3 year warranty (Parts Only) | 2999 | 2939.02
PowerCharge | Level 2 Hardware | PC-E80-16 | GW 2 Wall | PowerCharge Platinum Charging Station, Wall mount - 2 Port, 208/240v, 80a (19.2kW), 25', J1772, OCPP 1.6 (Multi-Carrier Cellular and WIFI Capable), Includes standard 3 year warranty (Parts Only) | 6099 | 5977.02
PowerCharge | Level 2 Hardware | PC-E80-19 | GW 1 / 6x6 Pedestal | PowerCharge Platinum Charging Station, Pedestal mount - 1 Port, 208/240v, 80a (19.2kW), 25', J1772, OCPP 1.6 (Multi-Carrier Cellular and WIFI Capable), Includes standard 3 year warranty (Parts Only) | 3499 | 3429.02
PowerCharge | Level 2 Hardware | PC-E80-22 | GW 2 / 6x6 Pedestal | PowerCharge Platinum Charging Station, Pedestal mount - 2 Port, 208/240v, 80a (19.2kW), 25', J1772, OCPP 1.6 (Multi-Carrier Cellular and WIFI Capable), Includes standard 3 year warranty (Parts Only) | 5999 | 5879.02
PowerCharge | Level 2 Hardware | PC-E80-26 | Basic 1 Wall with UCR | PowerCharge Energy Charging Station, Wall mount - 1 Port, 208/240v, 80a (19.2kW), 25' cable, J1772, NEMA 6-50 Plugin or Hardwire, Standard 3 year warranty (Parts Only) | 2099 | 2057.02
PowerCharge | Level 2 Hardware | PC-E80-27 | Basic 2 Wall with UCR | PowerCharge Energy Charging Station, Walll mount - 2 Port, 208/240v, 80a (19.2kW), 25' cable, J1772, Includes Cable Retractors, Includes standard 3 year warranty (Parts Only) | 4499 | 4409.02
PowerCharge | Level 2 Hardware | PC-E80-28 | Basic 1 Ped with EZ Pull | PowerCharge Energy Charging Station, Pedestal mount - 1 Port, 208/240v, 80a (19.2kW), 25' cable, J1772, Includes Cable Retractor, Includes standard 3 year warranty (Parts Only) | 2999 | 2939.02
PowerCharge | Level 2 Hardware | PC-E80-29 | Basic 2 Ped with EZ Pull | PowerCharge Energy Charging Station, Pedestal mount - 2 Port, 208/240v, 80a (19.2kW), 25' cable, J1772, Includes Cable Retractors, Includes standard 3 year warranty (Parts Only) | 5099 | 4997.02
PowerCharge | Level 2 Hardware | PC-E80-30 | RFID 1 Wall with UCR | PowerCharge Platinum Charging Station, Wall mount - 1 Port, 208/240v, 80a (19.2kW), 25', J1772, OCPP 1.6, Includes Cable Retractor, RFID Access Control, Includes standard 3 year warranty (Parts Only) | 2599 | 2547.02
PowerCharge | Level 2 Hardware | PC-E80-31 | RFID 2 Wall with UCR | PowerCharge Platinum Charging Station, Wall mount - 2 Port, 208/240v, 80a (19.2kW), 25', J1772, OCPP 1.6, Includes Cable Retractors, RFID Access Control, Includes standard 3 year warranty (Parts Only) | 5399 | 5291.02
PowerCharge | Level 2 Hardware | PC-E80-32 | RFID 1 Ped with EZ Pull | PowerCharge Platinum Charging Station, Pedestal mount - 1 Port, 208/240v, 80a (19.2kW), 25', J1772, OCPP 1.6 , Includes Cable Retractor, RFID Access Control, Includes standard 3 year warranty (Parts Only) | 3499 | 3429.02
PowerCharge | Level 2 Hardware | PC-E80-33 | RFID 2 Ped with EZ Pull | PowerCharge Platinum Charging Station, Pedestal mount - 2 Port, 208/240v, 80a (19.2kW), 25', J1772, OCPP 1.6, Includes Cable Retractors, RFID Access Control, Includes standard 3 year warranty (Parts Only) | 6099 | 5977.02
PowerCharge | Level 2 Hardware | PC-E80-36 | Multi Carrier 1 Wall with UCR | PowerCharge Platinum Charging Station, Wall mount - 1 Port, 208/240v, 80a (19.2kW), 25', J1772, OCPP 1.6 (Multi-Carrier Cellular and WIFI Capable), Includes Cable Retractor, Includes standard 3 year warranty (Parts Only) | 3099 | 3037.02
PowerCharge | Level 2 Hardware | PC-E80-39 | Multi Carrier 2 Wall with UCR | PowerCharge Platinum Charging Station, Wall mount - 2 Port, 208/240v, 80a (19.2kW), 25', J1772, OCPP 1.6 (Multi-Carrier Cellular and WIFI Capable), Includes Cable Retractors, Includes standard 3 year warranty (Parts Only) | 6399 | 6271.02
PowerCharge | Level 2 Hardware | PC-E80-42 | Multi Carrier 1 Ped with EZ Pull | PowerCharge Platinum Charging Station, Pedestal mount - 1 Port, 208/240v, 80a (19.2kW), 25', J1772, OCPP 1.6 (Multi-Carrier Cellular and WIFI Capable), Includes Cable Retractor, Includes standard 3 year warranty (Parts Only) | 3999 | 3919.02
PowerCharge | Level 2 Hardware | PC-E80-45 | Multi Carrier 2 Ped with EZ Pull | PowerCharge Platinum Charging Station, Pedestal mount - 2 Port, 208/240v, 80a (19.2kW), 25', J1772, OCPP 1.6 (Multi-Carrier Cellular and WIFI Capable), Includes Cable Retractors, Includes standard 3 year warranty (Parts Only) | 6999 | 6859.02
PowerCharge | Level 2 Hardware | PC-E80-46 | WIFI 1 Wall | PowerCharge Platinum Charging Station, Wall mount - 1 Port, 208/240v, 80a (19.2kW), 25', J1772, OCPP 1.6 (WIFI Capable), Includes standard 3 year warranty (Parts Only) | 2599 | 2547.02
PowerCharge | Level 2 Hardware | PC-E80-47 | WIFI 2 Wall with UCR | PowerCharge Platinum Charging Station, Wall mount - 2 Port, 208/240v, 80a (19.2kW), 25', J1772, OCPP 1.6 (WIFI Capable), Includes standard 3 year warranty (Parts Only) | 5099 | 4997.02
PowerCharge | Level 2 Hardware | PC-E80-48 | WIFI 1 / 6x6 Pedestal | PowerCharge Platinum Charging Station, Pedestal mount - 1 Port, 208/240v, 80a (19.2kW), 25', J1772, OCPP 1.6 (WIFI Capable), Includes standard 3 year warranty (Parts Only) | 2999 | 2939.02
PowerCharge | Level 2 Hardware | PC-E80-49 | WIFI 2 / 6x6 Pedestal | PowerCharge Platinum Charging Station, Pedestal mount - 2 Port, 208/240v, 80a (19.2kW), 25', J1772, OCPP 1.6 (WIFI Capable), Includes standard 3 year warranty (Parts Only) | 5499 | 5389.02
PowerCharge | Level 2 Hardware | PC-E80-51 | WIFI 1 Wall with UCR | PowerCharge Platinum Charging Station, Wall mount - 1 Port, 208/240v, 80a (19.2kW), 25', J1772, OCPP 1.6 (WIFI Capable), Includes Cable Retractor, Includes standard 3 year warranty (Parts Only) | 2599 | 2547.02
PowerCharge | Level 2 Hardware | PC-E80-52 | WIFI 2 Wall with UCR | PowerCharge Platinum Charging Station, Wall mount - 2 Port, 208/240v, 80a (19.2kW), 25', J1772, OCPP 1.6 (WIFI Capable), Includes Cable Retractors, Includes standard 3 year warranty (Parts Only) | 5399 | 5291.02
PowerCharge | Level 2 Hardware | PC-E80-53 | WIFI 1 Ped with EZ Pull | PowerCharge Platinum Charging Station, Pedestal mount - 1 Port, 208/240v, 80a (19.2kW), 25', J1772, OCPP 1.6 (WIFI Capable), Includes Cable Retractor, Includes standard 3 year warranty (Parts Only) | 3499 | 3429.02
PowerCharge | Level 2 Hardware | PC-E80-54 | WIFI 2 Ped with EZ Pull | PowerCharge Platinum Charging Station, Pedestal mount - 2 Port, 208/240v, 80a (19.2kW), 25', J1772, OCPP 1.6 (WIFI Capable), Includes Cable Retractors, Includes standard 3 year warranty (Parts Only) | 6099 | 5977.02
PowerCharge | Level 2 Hardware | PL-E32-04 | Pro Lightning - Basic | PowerCharge Pro-Lightning Charging Station, Pedestal mount - 2 Port, 208/240v, 32a (7.6kW), 18' cable, J1772, Includes standard 3 year warranty (Parts Only) | 2999 | 2939.02
PowerCharge | Level 2 Hardware | PL-E32-09 | Pro Lightning - RFID | PowerCharge Pro-Lightning Charging Station, Pedestal mount - 2 Port, 208/240v, 32a (7.6kW), 18', J1772, OCPP 1.6, Includes standard 3 year warranty (Parts Only) | 4159 | 4075.82
PowerCharge | Level 2 Hardware | PL-E32-21 | Pro Lightning - ATT | PowerCharge Pro-Lightning Charging Station, Pedestal mount - 2 Port, 208/240v, 32a (7.6kW), 18', J1772, OCPP 1.6 (AT&T Cellular and WIFI Capable), Includes standard 3 year warranty (Parts Only) | 4359 | 4271.82
PowerCharge | Level 2 Hardware | PL-E32-29 | Pro Lightning - Basic w/72" EZ Pull | PowerCharge Pro-Lightning Charging Station, Pedestal mount - 2 Port, 208/240v, 32a (7.6kW), 18' cable, J1772, Includes Cable Retractors, Includes standard 3 year warranty (Parts Only) | 3999 | 3919.02
PowerCharge | Level 2 Hardware | PL-E32-33 | Pro Lightning - RFID w/72" EZ Pull | PowerCharge Pro-Lightning Charging Station, Pedestal mount - 2 Port, 208/240v, 32a (7.6kW), 18', J1772, OCPP 1.6, Includes Cable Retractors, RFID Access Control, Includes standard 3 year warranty (Parts Only) | 4999 | 4899.02
PowerCharge | Level 2 Hardware | PL-E32-38 | Pro Lightning - ATT w/72" EZ Pull | PowerCharge Pro-Lightning Charging Station, Wall mount - 2 Port, 208/240v, 32a (7.6kW), 18', J1772, OCPP 1.6 (AT&T Cellular and WIFI Capable), Includes Cable Retractors, Includes standard 3 year warranty (Parts Only) | 5299 | 5193.02
PowerCharge | Level 2 Hardware | PL-E40-04 | Pro Lightning - Basic | PowerCharge Pro-Lightning Charging Station, Pedestal mount - 2 Port, 208/240v, 40a (9.6kW), 18' cable, J1772, Includes standard 3 year warranty (Parts Only) | 3399 | 3331.02
PowerCharge | Level 2 Hardware | PL-E40-09 | Pro Lightning - RFID | PowerCharge Pro-Lightning Charging Station, Pedestal mount - 2 Port, 208/240v, 40a (9.6kW), 18', J1772, OCPP 1.6, Includes standard 3 year warranty (Parts Only) | 4449 | 4360.02
PowerCharge | Level 2 Hardware | PL-E40-21 | Pro Lightning - ATT | PowerCharge Pro-Lightning Charging Station, Pedestal mount - 2 Port, 208/240v, 40a (9.6kW), 18', J1772, OCPP 1.6 (AT&T Cellular and WIFI Capable), Includes standard 3 year warranty (Parts Only) | 4699 | 4605.02
PowerCharge | Level 2 Hardware | PL-E40-29 | Pro Lightning - Basic w/72" EZ Pull | PowerCharge Pro-Lightning Charging Station, Pedestal mount - 2 Port, 208/240v, 40a (9.6kW), 18' cable, J1772, Includes Cable Retractors, Includes standard 3 year warranty (Parts Only) | 4299 | 4213.02
PowerCharge | Level 2 Hardware | PL-E40-33 | Pro Lightning - RFID w/72" EZ Pull | PowerCharge Pro-Lightning Charging Station, Pedestal mount - 2 Port, 208/240v, 40a (9.6kW), 18', J1772, OCPP 1.6, Includes Cable Retractors, RFID Access Control, Includes standard 3 year warranty (Parts Only) | 5399 | 5291.02
PowerCharge | Warranty/SLA/O&M | PL-E40-38 | Pro Lightning - ATT w/72" EZ Pull | PowerCharge Pro-Lightning Charging Station, Wall mount - 2 Port, 208/240v, 40a (9.6kW), 18', J1772, OCPP 1.6 (AT&T Cellular and WIFI Capable), Includes Cable Retractors, Includes standard 3 year warranty (Parts Only) | 5599 | 5487.02
0
Siemens | Level 2 Hardware (Buy America) | 8EM13157BG161FH2 | VERSICHARGE BLUE SINGLE 80A | Versicharge Blue 80A (19.2kW) Buy America compliant, Gateway, OCPP, 25ft Charging Cable J1772. ISO15118 hardware ready and embedded metering. | 5995 | 5875.1
Siemens | Level 2 Hardware (Buy America) | 8EM13157BG161FH2BNDL | VERSICHARGE BLUE DUAL 80A BUNDLE | Versicharge Blue Dual Port 80A (19.2kW) Buy America compliant, Gateway, OCPP, 25ft Charging Cable J1772 with 95" Retractable Cable Mgmt, ISO 15118 hardware ready and embedded metering. | 12995 | 12735.1
Siemens | Level 2 Hardware (Buy America) | US2:VERSIPACK48BAC | VERSICHARGE BLUE DUAL 48A BUNDLE | Versicharge Blue Dual Port 48A (11.5kW) Buy America compliant, Gateway, OCPP, 25ft Charging Cable with Retractable Cable Mgmt System, ISO15118 hardware ready and embedded metering. | 6995 | 6855.1
Siemens | Level 2 Hardware (Buy America) | US2:VERSIPACK48BA1 | VERSICHARGE BLUE SINGLE 48A BUNDLE | Versicharge Blue Single Port 48A (11.5kW) Buy America compliant, Gateway, OCPP, 25ft Charging Cable with Retractable Cable Mgmt System, ISO15118 hardware ready and embedded metering. | 4995 | 4895.1
Siemens | Level 2 Hardware (Buy America) | US2:VERSIPACK48CLO | VERSICHARGE COMMERCIAL DUAL 48A BUNDLE | Versicharge Commercial Dual Port 48A (11.5kW), Gateway, OCPP, 25ft Charging Cable with Retractable Cable Mgmt System, ISO15118 hardware ready and embedded metering. | 5995 | 5875.1
Siemens | Level 2 Hardware | US2:VERSIPACK48AB1 | VERSICHARGE COMMERCIAL 48A BUNDLE | Versicharge Commercial Single Port 48A (11.5kW), Gateway, OCPP, 25ft Charging Cable with Retractable Cable Mgmt System, ISO15118 hardware ready and embedded metering. | 3995 | 3915.1
Siemens | Level 2 Hardware | US2:ACSTARTUP4 | AC STARTUP FOR UP TO 4 CHARGERS | AC Startup for up to 4 chargers - onsite work during normal business hours, days and no weekend or US holidays. Travel & living is included. Excludes locations outside continental US. | 4995 | 4895.1
Siemens | Level 2 Hardware | US2:ACSTARTUP10 | AC STARTUP FOR UP TO 10 CHARGERS | AC Startup for up to 10 chargers - onsite work during normal business hours, days and no weekend or US holidays. Travel & living is included. Excludes locations outside continental US. | 8995 | 8815.1
Siemens | Level 2 Hardware | US2:ACSTARTUPBULK | AC STARTUP FOR BULK | AC Startup Bulk - Adder to be used when the site has 11 or more AC chargers. Business unit (tech) review will be needed and scope of supply may be requested. Requires a minimum Qty of 1 US2:ACSTARTUP10. | 695 | 681.1
Siemens | Level 2 Hardware (Buy America) | 8EM13155CG141GA2 | VERSICHARGE BLUE BUY AMERICA 48A | BUY AMERICA COMPLIANT - Commercial VersiCharge Blue, 48A (11.5kW) gateway charger with OCPP protocol. Includes 25ft charging cable, installed GSM SIM card. Requires cell plan sold separately. Supports up to 1 Wi-Fi commercial charger. Has Wi-Fi /Ethernet/Serial communications, RFID, 15118 hardware ready and embedded metering. Includes 5 year warranty. Requires a 60A breaker. | 2995 | 2935.1
Siemens | Level 2 Hardware | 8EM13105HF141GA2 | VERSICHARGE COMMERCIAL 48A | Standard Commercial VersiCharge, 48A (11.5kW) gateway charger with OCPP protocol. Includes installed GSM SIM card. Requires cell plan sold separately. Supports up to 1 Wi-Fi commercial charger. Has Wi-Fi /Ethernet/Serial communications, RFID, and embedded metering. Includes 3 year warranty. Requires a 60A breaker. | 1594.64 | 1562.7472
Siemens | Accessories | US2:VCPOSTGRY2 | PEDESTAL | Standard 48 inch post - can support one or two chargers. Comes with install kit, made of Aluminum. Includes 3 year warranty. | 1255.9 | 1230.782
Siemens | Accessories | US2:VCPOSTCR2S | PEDESTAL | Dual 72 inch VersiCharge post with Cable retraction units. Comes with install kit, made of Aluminum. Includes 3 year warranty. | 2202.34 | 2158.2932
Siemens | Accessories | US2:VCPOSTCR1S | PEDESTAL | Single 72 inch VersiCharge post with Cable retraction unit. Comes with install kit, made of Aluminum. Includes 3 year warranty. | 2175.7 | 2132.186
Siemens | Accessories | US2:VCPOSTCR2A | PEDESTAL | Dual 95 inch VersiCharge post with Cable retraction unit. Comes with install kit, made of Aluminum. Includes 3 year warranty. For Versicharge BLUE variant. | 2390.88 | 2343.0624
Siemens | Accessories | US2:VCPOSTCR1A | PEDESTAL | Single 95 inch VersiCharge post with Cable retraction units. Comes with install kit, made of Aluminum. Includes 3 year warranty. For Versicharge BLUE variant. | 2378.64 | 2331.0672
Siemens | Warranty/SLA/O&M | US2:VCEXWAR1YR | WARRANTY | Extended Warranty per Level 2 charger - 1 additional year, No In/Out services. Must be purchased at time of charger order. | 264.18 | 258.8964
Siemens | Warranty/SLA/O&M | US2:VCEXWAR2YR | WARRANTY | Extended Warranty per Level 2 charger - 2 additional years, No In/Out services. Must be purchased at time of charger order. | 451.66 | 442.6268
Siemens | Network Plans | US2:DATAPLAN1 | DATA PLAN | Multi-carrier pooled data plan: 1-year data plan, 1 GB capped monthly bandwidth (supports one cellular unit and one non-cellular unit). | 229.26 | 224.6748
Siemens | Network Plans | US2:DATAPLAN2 | DATA PLAN | Multi-carrier pooled data plan: 2-year data plan, 1 GB capped monthly bandwidth (supports one cellular unit and one non-cellular unit). | 458.5 | 449.33
Siemens | Network Plans | US2:DATAPLAN3 | DATA PLAN | Multi-carrier pooled data plan: 3-year data plan, 1 GB capped monthly bandwidth (supports one cellular unit and one non-cellular unit). | 687.76 | 674.0048
Siemens | Network Plans | US2:DATAPLAN4 | DATA PLAN | Multi-carrier pooled data plan: 4-year data plan, 1 GB capped monthly bandwidth (supports one cellular unit and one non-cellular unit). | 917 | 898.66
Siemens | Network Plans | US2:DATAPLAN5 | DATA PLAN | Multi-carrier pooled data plan: 5-year data plan, 1 GB capped monthly bandwidth (supports one cellular unit and one non-cellular unit). | 1146.26 | 1123.3348
0
Tritium Power Solutions | Level 3 Hardware | RTM 50kW | Tritium DCFC RTM 50 | Tritium’s modular and scalable RTM50kW is the tipping point to electrification of transportation and is powering the e-mobility revolution. This smart, scalable and reliable platform couples Tritium’s DNA of liquid cooling, small footprint, and industry leading IP65 rated enclosure, with a modular power electronics design. The network ready OCPP 1.6 compliant All-in-one unit with reinforced isolating transformer supports simultaneous charging with mix & match CCS1/CCS2 and CHAdeMO connectors. Lightweight but strong, easy to install, cost-effective, and back by 24/7 customer care. | 35090 | 34388.2
Tritium Power Solutions | Level 3 Hardware | RTM 75kW | Tritium DCFC RTM 75 | Tritium’s modular and scalable RTM75/75kW is the tipping point to electrification of transportation and is powering the e-mobility revolution. This smart, scalable and reliable platform couples Tritium’s DNA of liquid cooling, small footprint, and industry leading IP65 rated enclosure, with a modular power electronics design. The network ready OCPP 1.6 compliant All-in-one unit with reinforced isolating transformer supports simultaneous charging with mix & match CCS1/CCS2 and CHAdeMO connectors. Lightweight but strong, easy to install, cost-effective, and back by 24/7 customer care. | 39090 | 38308.2
Tritium Power Solutions | Level 3 Hardware | RTM50 CCR | Tritium - DCFC - Dual Port CCS1/CCS1 - RTM 75 (50kW) - 20ft 200A Cables with Credit Card Reader | Tritium - DCFC - Dual Port CCS1/CCS1 - RTM 75 (50kW) - 20ft 200A Cables with Credit Card Reader 50kW output charging station with Credit Card Reader supporting up to 920VDC vehicle charging system with dual simultaneous 200A CCS and 125A CHAdeMO cables. Includes 5 years RTM Connectivity Package; Includes SIM, GSM Connectivity, Cellular Data, and 5 year Credit Card Reader Servicing Fee | 41800 | 40964
Tritium Power Solutions | Level 3 Hardware | RTM75 CCR | Tritium - DCFC - Dual Port CCS1/CCS1 - RTM 75 (75kW) - 20ft 200A Cables with Credit Card Reader | Tritium - DCFC - Dual Port CCS1/CCS1 - RTM 75 (75kW) - 20ft 200A Cables with Credit Card Reader 75kW output charging station with Credit Card Reader supporting up to 920VDC vehicle charging system with dual simultaneous 200A CCS and 125A CHAdeMO cables. Includes 5 years RTM Connectivity Package; Includes SIM, GSM Connectivity, Cellular Data, and 5 year Credit Card Reader Servicing Fee | 46133 | 45210.34
Tritium Power Solutions | Level 3 Hardware | PKM150-2 | Tritium - DCFC - PKM150 (150kW) 1x PKM 360kw Rectifier, 2 Charging Dispensers | Tritium - DCFC - PKM150 (150kW) 1x PKM 360kw Rectifier, 2 Charging Dispensers PKM150 (150kW) 2 Charging Station Site = 4 Charge Points This configuration Includes: • 1x PKM 360kW Rectifier Unit. Includes 5 years PKM Connectivity Package; Includes SIM, GSM Connectivity, Cellular Data. | 179433.33 | 175844.6634
Tritium Power Solutions | Level 3 Hardware | PKM150-3 | Tritium - DCFC - PKM150 (150kW)1x PKM 360kw Rectifier, Charging Dispensers | Tritium - DCFC - PKM150 (150kW)1x PKM 360kw Rectifier, Charging Dispensers PKM150 (150kW) 3 Charging Station Site = 6 Charge Points This configuration Includes: • 1x PKM 360kW Rectifier Unit. Includes 5 years PKM Connectivity Package; Includes SIM, GSM Connectivity, Cellular Data. | 227233.33 | 222688.6634
Tritium Power Solutions | Level 3 Hardware | PKM150-4 | Tritium - DCFC - PKM150 (150kW) 1x PKM 360kw Rectifier, 4 Charging Dispensers | Tritium - DCFC - PKM150 (150kW) 1x PKM 360kw Rectifier, 4 Charging Dispensers PKM150 (150kW) 4 Charging Station Site = 8 Charge Points This configuration Includes: • 1x PKM 360kW Rectifier Unit. Includes 5 years PKM Connectivity Package; Includes SIM, GSM Connectivity, Cellular Data. | 275033.33 | 269532.6634
0
Qual-Charge | Level 3 Hardware (Buy America) | TP5-60-480-X-BAA | Qual-Charge Gen2 60kW AiO | Qual-Charge BABA Gen2 60kW CCS1 200A + NACS 200A ; NEMA3R; Ethernet/4G; 7'' Touchscreen; Retraction; Nayax + CRU; 16ft Cable | 42295 | 41449.1
Qual-Charge | Level 3 Hardware (Buy America) | TP5-120-480-2-300-X-BAA | Qual-Charge Gen2 120kW AiO | Qual-Charge BABA Gen2 120kW CCS1 350A + CCS1 350A ; NEMA3R; Ethernet/4G; 7'' Touchscreen; Retraction; Nayax + CRU; 16ft Cable | 69995 | 68595.1
Qual-Charge | Level 3 Hardware (Buy America) | TP5-180-480-X-300-BAA | Qual-Charge Gen2 180kW AiO | Qual-Charge BABA Gen2 180kW CCS1 350A + CCS1 350A ; NEMA3R; Ethernet/4G; 7'' Touchscreen; Retraction; Nayax + CRU; 16ft Cable | 93000 | 91140
Qual-Charge | Level 3 Hardware (Buy America) | TP5-360-480-X-BAA | Qual-Charge Gen 2 360kW AiO | Qual-Charge BABA Gen2 360kW CCS1 350A + CCS1 350A ; NEMA3R; Ethernet/4G; 7'' Touchscreen; Retraction; Nayax + CRU; 16ft Cable | 159000 | 155820
0
Zerova | Level 3 Hardware | DMWU301U00D2PN-RW (Black/Silver) DMWU301U00D2WN-RW (White) | DM30 | DM30, 30kW Movable, Single Port 65A CCS1, 15ft Cable | 21217 | 20792.66
Zerova | Level 3 Hardware | DWWU301N00D1PN-RW (Black/Silver) DWWU301N00D1WN-RW (White) | DW30 | DW30, 30kW Wall Mount, Single Port 80A CCS1, 15ft Cable | 20230 | 19825.4
Zerova | Level 3 Hardware | DWWU301N00D1N7-RW (Black/Silver) DWWU301N00D1WS-RW (White) | DW30 | DW30, 30kW Wall Mount, Single Port 80A CCS1, 23ft Cable | 20478 | 20068.44
Zerova | Level 3 Hardware | DWWU301N0NPN-RW (Black/Silver) DWWU301N0NWN-RW (White) | DW30 | DW30, 30kW Wall Mount, Dual Port 80A CCS1, 15ft Cables | 22324 | 21877.52
Zerova | Level 3 Hardware | DSWA601U0UD3PN-RW (Black/Silver) DSWA601U0UD3WN-RW (White) | DW60 | DS60, 60kW, Dual 125A Natural-Cooled CCS1, 15ft Cables | 43232 | 42367.36
Zerova | Level 3 Hardware | DSWA601U0UD3N7-RW (Black/Silver) DSWA601U0UD3WS-RW (White) | DW60 | DS60, 60kW, Dual 125A Natural-Cooled CCS1, 23ft Cables | 43700 | 42826
Zerova | Level 3 Hardware | DSWA122I0IDCPN-RW (Black/Silver) DSWA122I0IDDWN-RW (White) | DS120 | DS120, 120kW, Dual 300A Natural-Cooled CCS1, 15ft Cables | 69688 | 68294.24
Zerova | Level 3 Hardware | DSWA122I0IDCN7-RW (Black/Silver) DSWA122I0IDDWS-RW (White) | DS120 | DS120, 120kW, Dual 300A Natural-Cooled CCS1, 23ft Cables | 74080 | 72598.4
Zerova | Level 3 Hardware | DSWA12280IDEPN-RW (Black/Silver) DSWA12280IDEWN-RW (White) | DS120 | DS120, 120kW, One 300A Natural-Cooled CCS1 15ft Cable + One 380A NACS 15ft Cable | 69688 | 68294.24
Zerova | Level 3 Hardware | DSWA12280IDEN7-RW (Black/Silver) DSWA12280IDEWS-RW (White) | DS120 | DS120, 120kW, One 300A Natural-Cooled CCS1 23ft Cable + One 380A NACS 23ft Cable | 65244 | 63939.12
Zerova | Level 3 Hardware | DSWA122808DCPN-RW (Black/Silver) DSWA122808DDWN-RW (White) | DS120 | DS120, 120kW, Dual 380A NACS, 15ft Cables | 69688 | 68294.24
Zerova | Level 3 Hardware | DSWA122808DCN7-RW (Black/Silver) DSWA122808DDWS-RW (White) | DS120 | DS120, 120kW, Dual 380A NACS, 23ft Cables | 74080 | 72598.4
Zerova | Level 3 Hardware | DSWA182I0IDCPN-RW (Black/Silver) DSWA182I0IDCWN-RW (White) | DS180 | DS180, 180kW, Dual 300A Natural-Cooled CCS1, 15ft Cables | 76146 | 74623.08
Zerova | Level 3 Hardware | DSWA182I0IDCN7-RW (Black/Silver) DSWA182I0IDCWS-RW (White) | DS180 | DS180, 180kW, Dual 300A Natural-Cooled CCS1, 23ft Cables | 82271 | 80625.58
Zerova | Level 3 Hardware | DSWA18280IDEPN-RW (Black/Silver) DSWA18280IDEWN-RW (White) | DS180 | DS180, 180kW, One 300A Natural-Cooled CCS1 15ft Cable + One 380A NACS 15ft Cable | 76146 | 74623.08
Zerova | Level 3 Hardware | DSWA18280IDEN7-RW (Black/Silver) DSWA18280IDEWS-RW (White) | DS180 | DS180, 180kW, One 300A Natural-Cooled CCS1 23ft Cable + One 380A NACS 23ft Cable | 82270 | 80624.6
Zerova | Level 3 Hardware | DSWA182808DCPN-RW (Black/Silver) DSWA182808DCWN-RW (White) | DS180 | DS180, 180kW, Dual 380A NACS, 15ft Cables | 76146 | 74623.08
Zerova | Level 3 Hardware | DSWA182808DCN7-RW (Black/Silver) DSWA182808DCWS-RW (White) | DS180 | DS180, 180kW, Dual 380A NACS, 23ft Cables | 82270 | 80624.6
Zerova | Level 3 Hardware | DTWA242V0VD1WN-RW | DT240 | DT240, 240kW, Dual 500A Liquid Cooled CCS1 13ft Cables | 157784 | 154628.32
Zerova | Level 3 Hardware | DTWA242V0ID1WN-RW | DT240 | DT240, 240kW, One 500A Liquid Cooled CCS1 13ft Cable + One Natural-Cooled 300A CCS1 15ft Cable | 138946 | 136167.08
Zerova | Level 3 Hardware | DTWA242V08D1WN-RW | DT240 | DT240, 240kW, One 500A Liquid Cooled CCS1 13ft Cable + One 380A NACS 15ft Cable | 138946 | 136167.08
Zerova | Level 3 Hardware | DTWA242I0ID1WN-RW | DT240 | DT240, 240kW, Dual Natural-Cooled 300A CCS1 15ft Cables | 100288 | 98282.24
Zerova | Level 3 Hardware | DTWA242808D1WN-RW | DT240 | DT240, 240kW, Dual 380A NACS 15ft Cables | 100288 | 98282.24
Zerova | Level 3 Hardware | DTWA24280ID2WN-RW | DT240 | DT240, 240kW, One 380A NACS 15ft Cable + One 300A Natural- Cooled CCS1 13ft Cable | 100288 | 98282.24
Zerova | Level 3 Hardware | DOWU362000D4WN-RW (White) | DO360 | DO360, 360kW Power Cabinet | 113389 | 111121.22
Zerova | Level 3 Hardware | DOWU362000D5PN-RW (Black/Silver) DOWU362000D5WN-RW (White) | DO360 | DO360, 360kW Power Cabinet | 130223 | 127618.54
Zerova | Level 3 Hardware | DZWU362000D1WN-RW | DZ360 | DZ360 Tower Cabinet (Scalable to MCS) - LAN + Wi-Fi + 4G, ISO15118 (PNC), MODBUS Support, 65kA Breaker, OCPP 1.6 JSON, 2.0.1, ETL, IP55 | 167270 | 163924.6
Zerova | Level 3 Hardware | DZWU482000D1WN-RW | DZ360 | DZ480 Tower Cabinet (480kW Scalable to MCS) - LAN + Wi-Fi + 4G, ISO15118 (PNC), MODBUS Support, 65kA Breaker, OCPP 1.6 JSON, 2.0.1, ETL, IP55 | 184699 | 181005.02
Zerova | Level 3 Hardware | DXWU482300E2WS-RW | DX480 | Depot Combox Single 400A Air (8.5M) | 25838 | 25321.24
Zerova | Level 3 Hardware | DXWD482300E2WS-RW | DX480 | Depot Combox Single 400A Air (8.5M) + DC Meter | 27964 | 27404.72
Zerova | Level 3 Hardware | DXWU362707E2WX-RW | DX360 | Depot Combox Dual 250 Air (10M) | 25982 | 25462.36
Zerova | Level 3 Hardware | DXWA362707E2WX-RW | DX360 | Depot Combox Dual 250 Air (10M) + DC Meter | 28110 | 27547.8
Zerova | Level 3 Hardware | DAWA482V0VD1WN-RW | DA480 | DA Media Dispenser, Dual 500A Liquid Cooled CCS1 13ft Cables | 126442 | 123913.16
Zerova | Level 3 Hardware | DAWA482V0AD1WN-RW | DA480 | DA Media Dispenser, One 500A Liquid Cooled CCS1 13ft Cable + One 300A Natural Cooled CCS1 15ft Cable | 113440 | 111171.2
Zerova | Level 3 Hardware | DAWA482V08D1WN-RW | DA480 | DA Media Dispenser, One 500A Liquid Cooled CCS1 13ft Cable + One 380A NACS 15ft Cable | 113440 | 111171.2
Zerova | Level 3 Hardware | DAWA482I0ID1WN-RW | DA480 | DA Media Dispenser, Dual 300A CCS1 Natural Cooled 13ft Cables | 79472 | 77882.56
Zerova | Level 3 Hardware | DAWA482808D1WN-RW | DA480 | DA Media Dispenser, Dual 380A NACS 13ft Cables | 79472 | 77882.56
Zerova | Level 3 Hardware | DAWA482A08D1WN-RW | DA480 | DA Media Dispenser, One 300A Natural Cooled CCS1 15ft Cable + One 380A NACS 15ft Cable | 79472 | 77882.56
Zerova | Level 3 Hardware | DDWA362V0TE3PN-RW (Black/Silver) DDWA362V0TE3WN-RW (White) | DD360 | DD 3.0 Dispenser, One 500A CCS1 13ft Liquid Cooled Cable + 300A Natural Cooled CCS1 15ft Cable | 83442 | 81773.16
Zerova | Level 3 Hardware | DDWA362V0TE3N7-RW (Black/Silver) DDWA362V0TE3WS-RW (White) | DD360 | DD 3.0 Dispenser, One 500A CCS1 19t Liquid Cooled + One 300A Natural-Cooled CCS1 23ft Cable | 91774 | 89938.52
Zerova | Level 3 Hardware | DDWA362V08E3PN-RW (Black/Silver) DDWA362V08E3WN-RW (White) | DD360 | DD 3.0 Dispenser, One 500A CCS1 13ft Liquid Cooled Cable + 380A NACS 15ft Cable | 83442 | 81773.16
Zerova | Level 3 Hardware | DDWA362V08E3N7-RW (Black/Silver) DDWA362V08E3WS-RW (White) | DD360 | DD 3.0 Dispenser, One 500A CCS1 19ft Liquid Cooled Cable + 380A NACS 23ft Cable | 91774 | 89938.52
Zerova | Level 3 Hardware | DDWA362T0TE3PN-RW (Black/Silver) DDWA362T0TE3WN-RW (White) | DD360 | DD 3.0 Dispenser, Dual 300A Natural Cooled CCS1 15ft Cables | 49474 | 48484.52
Zerova | Level 3 Hardware | DDWA362T0TE3N7-RW (Black/Silver) DDWA362T0TE3WS-RW (White) | DD360 | DD 3.0 Dispenser, Dual 300A Natural Cooled CCS1 23ft Cables | 53814 | 52737.72
Zerova | Level 3 Hardware | DDWA362808E3PN-RW (Black/Silver) DDWA362808E3WN-RW (White) | DD360 | DD 3.0 Dispenser, Dual 380A NACS 15ft Cables | 49474 | 48484.52
Zerova | Level 3 Hardware | DDWA362808E3N7-RW (Black/Silver) DDWA362808E3WS-RW (White) | DD360 | DD 3.0 Dispenser, Dual 380A NACS 23ft Cables | 53814 | 52737.72
Zerova | Level 3 Hardware | DDWA362V0VEFWN-RW | DD360 | DD 3.5 Dispenser, Dual Port 500A Liquid Cooled CCS1 13ft Cables | 100330 | 98323.4
Zerova | Level 3 Hardware | DDWA362V0VEFWS-RW | DD360 | DD 3.5 Dispenser, Dual Port 500A Liquid Cooled CCS1 19ft Cables | 111418 | 109189.64
Zerova | Level 3 Hardware | DDWA362V0AEFWN-RW | DD360 | DD 3.5 Dispenser, One 500A Liquid Cooled CCS1 13ft Cable + One 300A Natural Cooled CCS1 15ft Cable | 86652 | 84918.96
Zerova | Level 3 Hardware | DDWA362V08EFWN-RW | DD360 | DD 3.5 Dispenser, One 500A Liquid Cooled CCS1 13ft Cable + One 380A NACS 15ft Cable | 86652 | 84918.96
Zerova | Level 3 Hardware | DDWA362V0AEFWS-RW | DD360 | DD 3.5 Dispenser, One 500A Liquid Cooled CCS1 19ft Cable + One 300A Natural Cooled CCS1 23ft Cable | 95623 | 93710.54
Zerova | Level 3 Hardware | DDWA362V08EFWS-RW | DD360 | DD 3.5 Dispenser, One 500A Liquid Cooled CCS1 19ft Cable + One 380A NACS 23ft Cable | 95623 | 93710.54
Zerova | Level 3 Hardware | DDWA362I0IEFWN-RW | DD360 | DD 3.5 Dispenser, Dual 300A Natural Cooled CCS1 15ft Cables | 52684 | 51630.32
Zerova | Level 3 Hardware | DDWA362808EFWN-RW | DD360 | DD 3.5 Dispenser, Dual 380A NACS 15ft Cables | 52684 | 51630.32
Zerova | Level 3 Hardware | DDWA362I0IEFWS-RW | DD360 | DD 3.5 Dispenser, Dual 300A Natural Cooled CCS1 23ft Cables | 55592 | 54480.16
Zerova | Level 3 Hardware | DDWA362808EFWS-RW | DD360 | DD 3.5 Dispenser, Dual 380A NACS 23ft Cables | 55592 | 54480.16
Zerova | Accessories | KITPSDWPH01-RW | PEDESTAL | DW30 Pedestal (Black) | 4006 | 3925.88
Zerova | Accessories | KITCSDSPH04-RW (Silver) KITCSDSOL04-R (White) | CABLE MANAGEMENT | DS60 Cable Management System 15ft for Dual 125A CCS1 | 5818 | 5701.64
Zerova | Accessories | KITCSDSRS23-RW (Silver) KITCSDSRW23-RW (White) | CABLE MANAGEMENT | DS60 Cable Management System 23ft for Dual 125A CCS1 | 6114 | 5991.72
Zerova | Accessories | KITCSDSPH07-RW (Silver) KITCSDSOL07-RW (White) | CABLE MANAGEMENT | DS120/DS180 Cable Management System 15ft for Dual 300A CCS1/NACS | 5818 | 5701.64
Zerova | Accessories | KITCSDSRS02-RW (Silver) KITCSDSRW02-RW (White) | CABLE MANAGEMENT | DS120/DS180 Cable Management System 23ft for Dual 300A CCS1/NACS | 6518 | 6387.64
Zerova | Accessories | KITCSDSPH12-RW (Silver) KITCSDSOL12-RW (White) | CABLE MANAGEMENT | DD 3.0 Cable Management System for 500A CCS1 Liquid Cooled 13ft + 300A CCS1/NACS 15ft | 6234 | 6109.32
Zerova | Accessories | KITCSDSRS31-RW (Silver) KITCSDSRW31-RW (White) | CABLE MANAGEMENT | DD 3.0 Cable Management System for 500A CCS1 Liquid Cooled 19ft + 300A CCS1/NACS 23ft | 6642 | 6509.16
Zerova | Accessories | KITCSDSPH11-RW (Silver) KITCSDSOL11-RW (White) | CABLE MANAGEMENT | DD 3.0 Cable Management System for 15ft Dual Gun 300A CCS1/NACS | 6234 | 6109.32
Zerova | Accessories | KITCSDSRS01-RW (Silver) KITCSDSRW01-RW (White) | CABLE MANAGEMENT | DD 3.0 Cable Management System for 23ft Dual Gun 300A CCS1/NACS | 6642 | 6509.16
Zerova | Accessories | KITCSDSGW2Z-RW | CABLE MANAGEMENT | DD 3.5 Cable Management System for Dual Liquid 13ft Cables | 5286 | 5180.28
Zerova | Accessories | KITCSDSGW0Z-RW | CABLE MANAGEMENT | DD 3.5 Cable Management System for Dual Liquid 19ft Cables | 5286 | 5180.28
Zerova | Accessories | KITCSDSGW3Z-RW | CABLE MANAGEMENT | DD 3.5 Cable Management System for One Liquid 13ft Cable + One Natural Cooled CCS1 15ft Cable | 5286 | 5180.28
Zerova | Accessories | KITCSDSGW4Z-RW | CABLE MANAGEMENT | DD 3.5 Cable Management System for One Liquid 19ft Cable + One Natural Cooled CCS1 23ft Cable | 5286 | 5180.28
Zerova | Accessories | KITCSDSGW1Z-RW | CABLE MANAGEMENT | DD 3.5 Cable Management System for One Liquid 13ft Cable + One Natural Cooled NACS 15ft Cable | 5286 | 5180.28
Zerova | Accessories | TBD | CABLE MANAGEMENT | DD 3.5 Cable Management System for One Liquid 19ft Cable + One Natural Cooled NACS 15ft Cable | 5286 | 5180.28
Zerova | Accessories | KITCSDSGW0Z-RW | CABLE MANAGEMENT | DD 3.5 Cable Management System for Dual Natural Cooled CCS1/NACS 15ft Cables | 5286 | 5180.28
Zerova | Accessories | KITCSDSGW5Z-RW | CABLE MANAGEMENT | DD 3.5 Cable Management System for Dual Natural Cooled CCS1/NACS 23ft Cables | 5286 | 5180.28
Zerova | Accessories | KITCSDTWN01-RW | CABLE MANAGEMENT | DT Dual Cable Management | 5685 | 5571.3
Zerova | Accessories | DS180-SC1P68-RW | CC READER | DC Payter P68 Kit for 90-180kW: P68 + Wiring + Mounting Bracket | 2444 | 2395.12
Zerova | Accessories | DS6036-SC1P68-RW | CC READER | DC Payter P68 Kit for 60KW and 3.5gen: P68 + Wiring + Mounting Bracket | 2444 | 2395.12
Zerova | Accessories | DS9018-SC1POL01-RW | CC READER | DC Payter Apollo Kit for 90-180kw: Apollo + Mounting Bracket + Cable Assembly | 2718 | 2663.64
Zerova | Accessories | DS6036-SC1POL01-RW | CC READER | DC Payter Apollo Payter Kit for 60KW and 3.5gen: Apollo + Mounting Bracket + Cable Assembly | 2718 | 2663.64
Zerova | Accessories | W32142000009-R00 | CC READER | Payter Apollo Replacement (CCR only): Payter Apollo Polar + Wiring (no bracket) | 2210 | 2165.8
Zerova | Installation/Ancillary | CCR-INSTALL | INSTALL | Payter Installation for DC Units | 200 | 196
Zerova | Warranty/SLA/O&M | EXT-1 | L3 WARRANTY | To extend the warranty to 3 years, add 8% to the cost of the unit. |  | 0
Zerova | Warranty/SLA/O&M | EXT-2 | L3 WARRANTY | To extend the warranty to 4 years, add an additional 8% (total of 16% for 4 years). |  | 0
Zerova | Warranty/SLA/O&M | EXT-3 | L3 WARRANTY | To extend the warranty to 5 years, add an additional 10% (total of 26% for 5 years). |  | 0
Zerova | Warranty/SLA/O&M | EXT-4 | L3 WARRANTY | To extend the warranty to 6 years, add an additional 10% (total of 36% for 6 years). |  | 0
Zerova | Warranty/SLA/O&M | EXT-1 | L3 WARRANTY | To extend the warranty to 3 years, add 10% to the cost of the unit. |  | 0
Zerova | Warranty/SLA/O&M | EXT-2 | L3 WARRANTY | To extend the warranty to 4 years, add an additional 10% (total of 20% for 4 years). |  | 0
Zerova | Warranty/SLA/O&M | EXT-3 | L3 WARRANTY | To extend the warranty to 5 years, add an additional 12% (total of 32% for 5 years). |  | 0
Zerova | Warranty/SLA/O&M | EXT-4 | L3 WARRANTY | To extend the warranty to 6 years, add an additional 12% (total of 44% for 6 years). |  | 0
Zerova | Warranty/SLA/O&M | EXT-1 | L3 WARRANTY | To extend the warranty to 3 years, add 12% to the cost of the unit. |  | 0
Zerova | Warranty/SLA/O&M | EXT-2 | L3 WARRANTY | To extend the warranty to 4 years, add an additional 12% (total of 24% for 4 years). |  | 0
Zerova | Warranty/SLA/O&M | EXT-3 | L3 WARRANTY | To extend the warranty to 5 years, add an additional 15% (total of 39% for 5 years). |  | 0
Zerova | Warranty/SLA/O&M | EXT-4 | L3 WARRANTY | To extend the warranty to 6 years, add an additional 15% (total of 54% for 6 years). |  | 0
Zerova | Level 2 Hardware | AWLU770001W2P1-RW | AW32 | AW32, 32A, 16.4ft Cable, LAN + WI-FI | 1039 | 1018.22
Zerova | Level 2 Hardware | AWLU770001W2P1-RW | AW32 | AW32, 32A, 16.4ft Cable, LAN + WI-FI | 1181 | 1157.38
Zerova | Level 2 Hardware | AWLU770001T2P1-RW | AW32 | AW32, 32A, 16.4ft Cable, LAN + 4G | 1118 | 1095.64
Zerova | Level 2 Hardware | AWLU770001T2P1-RW | AW32 | AW32, 32A, 16.4ft Cable, LAN + 4G | 1272 | 1246.56
Zerova | Level 2 Hardware | AXLU111001D1P1-RW | AX48 | AX48, 48A, J1772 16.4ft Cable | 2049 | 2008.02
Zerova | Level 2 Hardware | AXLU111001D1P4-RW | AX48 | AX48, 48A, J1772 25ft Cable | 2129 | 2086.42
Zerova | Level 2 Hardware | AXLU191001D2P1-RW | AX80 | AX80, 80A, J1772 16.4ft Cable | 2274 | 2228.52
Zerova | Level 2 Hardware | AXLU191001D2P4-RW | AX80 | AX80, 80A, J1772 25ft Cable | 2408 | 2359.84
Zerova | Accessories | KITS0GSAXO02-RW | PEDESTAL | AX/AW Single Pedestal Base | 850 | 833
Zerova | Accessories | KITC0NSAXPH01-RW | CABLE MANAGEMENT | AX/AW Single 5M Cable Management Add-On (Top) | 842 | 825.16
Zerova | Accessories | KITC0NSAXPH02-RW | CABLE MANAGEMENT | AX/AW Single 7M Cable Management Add-On (Top) | 980 | 960.4
Zerova | Accessories | KITS0GMAXO01-RW | PEDESTAL | AX/AW Dual Pedestal Base | 708 | 693.84
Zerova | Accessories | KITS0GMAXO01-RW | PEDESTAL | AX/AW Dual Pedestal Base | 926 | 907.48
Zerova | Accessories | KITC0NMAXPH01-RW | CABLE MANAGEMENT | AX/AW Dual 5M Cable Management Add-on (Top) | 1296 | 1270.08
Zerova | Accessories | KITC0NMAXPH01-RW | CABLE MANAGEMENT | AX/AW Dual 5M Cable Management Add-on (Top) | 1508 | 1477.84
Zerova | Accessories | KITC0NMAXPH02-RW | CABLE MANAGEMENT | AX/AW Dual 7M Cable Management Add-on (Top) | 1594 | 1562.12
Zerova | Accessories | KITHUAWPH01-RW | CABLE HOOKS | Cable Hooks | 50 | 49
Zerova | Accessories | KITHUAWPH01-RW | CABLE HOOKS | Cable Hooks | 58 | 56.84
Zerova | Accessories | KITM0NNGNO03-RW | CC READER | AC Payter Kit: Payter Apollo Polar CC Reader, AC/DC Converter with Built-in Tilt Sensor Module, Mounting Bracket + Cable Assembly (Field Upgradeable Only) | 2242 | 2197.16
Zerova | Accessories | KITM0NNGNO01-RW | CC READER | AC Payter Kit: Payter P68 CC Reader, AC/DC Converter with Built-in Tilt Sensor Module, Mounting Bracket + Cable Assembly (Field Upgradeable Only) | 2242 | 2197.16
Zerova | Accessories | W32142000009-R00 | CC READER | Payter Apollo Replacement (CCR only): Payter Apollo Polar + Wiring (no bracket) | 2210 | 2165.8
Zerova | Accessories | W32141000036-R00 | CC READER | Payter P68 Replacement (CCR only): P68 + Wiring (no bracket) | 2210 | 2165.8
Zerova | Warranty/SLA/O&M | EXT-1 | L2 WARRANTY | To extend the warranty to 3 years, add 5% to the cost of the unit. |  | 0
Zerova | Warranty/SLA/O&M | EXT-2 | L2 WARRANTY | To extend the warranty to 4 years, add an additional 5% (total of 10% for 4 years). |  | 0
Zerova | Warranty/SLA/O&M | EXT-3 | L2 WARRANTY | To extend the warranty to 5 years, add an additional 6% (total of 16% for 5 years). |  | 0
Zerova | Warranty/SLA/O&M | EXT-4 | L2 WARRANTY | To extend the warranty to 6 years, add an additional 6% (total of 22% for 6 years). |  | 0
Zerova | Warranty/SLA/O&M | EXT-1 | L2 WARRANTY | To extend the warranty to 3 years, add 6% to the cost of the unit. |  | 0
Zerova | Warranty/SLA/O&M | EXT-2 | L2 WARRANTY | To extend the warranty to 4 years, add an additional 6% (total of 12% for 4 years). |  | 0
Zerova | Warranty/SLA/O&M | EXT-3 | L2 WARRANTY | To extend the warranty to 5 years, add an additional 8% (total of 20% for 5 years). |  | 0
Zerova | Warranty/SLA/O&M | EXT-4 | L2 WARRANTY | To extend the warranty to 6 years, add an additional 8% (total of 28% for 6 years). |  | 0
Zerova | Warranty/SLA/O&M | EXT-1 | L2 WARRANTY | To extend the warranty to 3 years, add 8% to the cost of the unit. |  | 0
Zerova | Warranty/SLA/O&M | EXT-2 | L2 WARRANTY | To extend the warranty to 4 years, add an additional 8% (total of 16% for 4 years). |  | 0
Zerova | Warranty/SLA/O&M | EXT-3 | L2 WARRANTY | To extend the warranty to 5 years, add an additional 10% (total of 26% for 5 years). |  | 0
Zerova | Warranty/SLA/O&M | EXT-4 | L2 WARRANTY | To extend the warranty to 6 years, add an additional 10% (total of 36% for 6 years). |  | 0
Zerova | Accessories | W32141000036-R00 | CC READER | Payter P68 Replacement (CCR only): P68 + Wiring (no bracket) | 2210 | 2165.8
0
EV Connect | Network Plans | EVC100SIM1Y | Sim Card Service - 1 Year | EV Connect will procure and ship activated sim cards to your destination of choice. (100 MB Pooled per SIM for 1 Year) | 60 | 58.8
EV Connect | Contracted Services | EVCDCNETCON | EVC - Network Conversion - DCFC | EVC - Network Conversion - DCFC. Includes up to 5 chargers per site. Approved Vendors are ABB, BTC, Tritium, and Zerova. (i) Sim Card Replacement (ii) Sticker / QR Code Replacement (iii) Point station at EVC Platform via OCPP URL configuration (iv) Station commissioning | 2500 | 2450
EV Connect | Installation/Ancillary | EVCDCOSCON | EVC - DCFC - On site Charging Station Commissioning & On-boarding - Up to 5 ports. $300/port over 5 ports | EVC - DCFC - On site Charging Station Commissioning &amp; On-boarding (i) Commissioning agent conducts a comprehensive review including test sequences to validate that station is set up correctly and is ready for use by drivers (ii) Provision of a commissioning report for each charger (iii) Tester is physically present on-site and brings an electric vehicle to enable enhanced testing scenarios (iv) Set up of user account, including preferred pricing policies and access controls, provide admin access to web based EVC portal, activate cellular data plan, set station hours of availability and pricing policies via EVC App, set stations to Private or Public and add to PlugShare network if requested **Requires that the station was pre-commissioned by the hardware OEM prior to installation. | 1500 | 1470
EV Connect | Installation/Ancillary | EVCDCRCON | EVC - DCFC - Remote Charging Station Commissioning & On-boarding | (i) Commissioning agent conducts a comprehensive review including test sequences to validate that station is set up correctly and is ready for use by drivers (ii) Provision of a commissioning report for each charger (iii) All testing and checks are performed remotely. Customer to provide on-site personnel with an EV or EV simulator so that EVC agent can run through full suite of tests. (iv) Remote configuration of stations with preferred pricing policies and access controls, provide admin access to web based EVC portal, activate cellular data plan, set station hours of availability and pricing policies via EVC App, set stations to Private or Public and add to PlugShare network if requested. **Requires that the station was pre-commissioned by the hardware OEM prior to installation. | 100 | 98
EV Connect | Contracted Services | EVCL2NETCON | EVC - Network Conversion - Level 2 | EVC - Network Conversion - Level 2. Includes up to 5 chargers per site. Approved Vendors are ABB, BTC, Tritium, PowerCharge, and Zerova. (i) Sim Card Replacement (ii) Sticker / QR Code Replacement (iii) Point station at EVC Platform via OCPP URL configuration (iv) Station commissioning | 1500 | 1470
EV Connect | Installation/Ancillary | EVCL2OSCON | EVC - Level 2 - On Site Charge Station Commissioning & Remote On-boarding - Up to 5 ports. $300/port over 5 ports | EVC - Level 2 - On Site Charge Station Commissioning &amp; Remote On-boarding (i) Commissioning agent conducts a comprehensive review including test sequences to validate that station is set up correctly and is ready for use by drivers (ii) Provision of a commissioning report for each charger (iii) Tester is physically present on-site and brings an electric vehicle to enable enhanced testing scenarios (iv) Set up of user account, including preferred pricing policies and access controls, provide admin access to web based EVC portal, activate cellular data plan, set station hours of availability and pricing policies via EVC App, set stations to Private or Public and add to PlugShare network if requested **Requires that the station was pre-commissioned by the hardware OEM prior to installation. | 1500 | 1470
EV Connect | Installation/Ancillary | EVCL2RCON | EVC - Level 2 - Remote Charge Station Commissioning & On-boarding | (i) Commissioning agent conducts a comprehensive review including test sequences to validate that station is set up correctly and is ready for use by drivers (ii) Provision of a commissioning report for each charger (iii) All testing and checks are performed remotely. Customer to provide on-site personnel with an EV or EV simulator so that EVC agent can run through full suite of tests. (iv) Remote configuration of stations with preferred pricing policies and access controls, provide admin access to web based EVC portal, activate cellular data plan, set station hours of availability and pricing policies via EVC App, set stations to Private or Public and add to PlugShare network if requested. **Requires that the station was pre-commissioned by the hardware OEM prior to installation. | 100 | 98
EV Connect | Network Plans | EVCNBAS1Y | Software+ License - Basic HW - 1 Year | 1 year of our software & managed services offering for basic performance hardware. You get our software platform, which includes iOS/Android mobile app for drivers, station display on Plugshare &amp; Google, pricing &amp; access control, automated station health monitoring, rich dashboards and reporting, station ticket visibility. It also includes advanced platform features such as reservations, driver discounting, and energy management. You get our services, which include quarterly revenue payouts, 24/7 driver call center, host support agents, remote station health management, hardware OEM coordination, and field service quoting.(Per Port) | 480 | 470.4
EV Connect | Network Plans | EVCNBAS3Y | Software+ License - Basic HW - 3 Years | 3 years of our software & managed services offering for basic performance hardware. You get our software platform, which includes iOS/Android mobile app for drivers, station display on Plugshare &amp; Google, pricing &amp; access control, automated station health monitoring, rich dashboards and reporting, station ticket visibility. It also includes advanced platform features such as reservations, driver discounting, and energy management. You get our services, which include quarterly revenue payouts, 24/7 driver call center, host support agents, remote station health management, hardware OEM coordination, and field service quoting. (Per Port) | 1400 | 1372
EV Connect | Network Plans | EVCNBAS5Y | Software+ License - Basic HW - 5 Years | 5 years of our software & managed services offering for basic performance hardware. You get our software platform, which includes iOS/Android mobile app for drivers, station display on Plugshare &amp; Google, pricing &amp; access control, automated station health monitoring, rich dashboards and reporting, station ticket visibility. It also includes advanced platform features such as reservations, driver discounting, and energy management. You get our services, which include quarterly revenue payouts, 24/7 driver call center, host support agents, remote station health management, hardware OEM coordination, and field service quoting. (Per Port) | 2250 | 2205
EV Connect | Network Plans | EVCNEMSPROAM1Y | EVC Partner Network - Roaming Access - 1 Year | One (1) year of EV Connect Network roaming access. Enables external eMSPs to roam on the EV Connect network's public stations. | 15000 | 14700
EV Connect | Network Plans | EVCNEMSPROAM3Y | EVC Partner Network - Roaming Access - 3 Year | Enables external eMSPs to roam on the EV Connect network's public stations. (3 Year) | 45000 | 44100
EV Connect | Network Plans | EVCNEMSPROAM5Y | EVC Partner Network - Roaming Access - 5 Year | Enables external eMSPs to roam on the EV Connect network's public stations. (5 Year) | 75000 | 73500
EV Connect | Network Plans | EVCNPREM1Y | Software+ License - Premier HW - 1 Year | 1 year of our software & managed services offering for the highest performing hardware. You get our software platform, which includes iOS/Android mobile app for drivers, station display on Plugshare &amp; Google, pricing &amp; access control, automated station health monitoring, rich dashboards and reporting, station ticket visibility. It also includes advanced platform features such as reservations, driver discounting, and energy management. You get our services, which include quarterly revenue payouts, 24/7 driver call center, host support agents, remote station health management, hardware OEM coordination, and field service quoting. (Per Port) | 400 | 392
EV Connect | Network Plans | EVCNPREM3Y | Software+ License - Premier HW - 3 Years | 3 years of our software & managed services offering for the highest performing hardware. You get our software platform, which includes iOS/Android mobile app for drivers, station display on Plugshare &amp; Google, pricing &amp; access control, automated station health monitoring, rich dashboards and reporting, station ticket visibility. It also includes advanced platform features such as reservations, driver discounting, and energy management. You get our services, which include quarterly revenue payouts, 24/7 driver call center, host support agents, remote station health management, hardware OEM coordination, and field service quoting. (Per Port) | 1165 | 1141.7
EV Connect | Network Plans | EVCNPREM5Y | Software+ License - Premier HW - 5 Years | 5 years of our software & managed services offering for the highest performing hardware. You get our software platform, which includes iOS/Android mobile app for drivers, station display on Plugshare &amp; Google, pricing &amp; access control, automated station health monitoring, rich dashboards and reporting, station ticket visibility. It also includes advanced platform features such as reservations, driver discounting, and energy management. You get our services, which include quarterly revenue payouts, 24/7 driver call center, host support agents, remote station health management, hardware OEM coordination, and field service quoting. (Per Port) | 1885 | 1847.3
EV Connect | Network Plans | EVCNSTAN1Y | Software+ License - Standard HW - 1 Year | 1 year of our software & managed services offering for standard performance hardware. You get our software platform, which includes iOS/Android mobile app for drivers, station display on Plugshare &amp; Google, pricing &amp; access control, automated station health monitoring, rich dashboards and reporting, station ticket visibility. It also includes advanced platform features such as reservations, driver discounting, and energy management. You get our services, which include quarterly revenue payouts, 24/7 driver call center, host support agents, remote station health management, hardware OEM coordination, and field service quoting. (Per Port) | 420 | 411.6
EV Connect | Network Plans | EVCNSTAN3Y | Software+ License - Standard HW - 3 Years | 3 years of our software & managed services offering for standard performance hardware. You get our software platform, which includes iOS/Android mobile app for drivers, station display on Plugshare &amp; Google, pricing &amp; access control, automated station health monitoring, rich dashboards and reporting, station ticket visibility. It also includes advanced platform features such as reservations, driver discounting, and energy management. You get our services, which include quarterly revenue payouts, 24/7 driver call center, host support agents, remote station health management, hardware OEM coordination, and field service quoting. (Per Port) | 1225 | 1200.5
EV Connect | Network Plans | EVCNSTAN5Y | Software+ License - Standard HW - 5 Years | 5 years of our software & managed services offering for standard performance hardware. You get our software platform, which includes iOS/Android mobile app for drivers, station display on Plugshare &amp; Google, pricing &amp; access control, automated station health monitoring, rich dashboards and reporting, station ticket visibility. It also includes advanced platform features such as reservations, driver discounting, and energy management. You get our services, which include quarterly revenue payouts, 24/7 driver call center, host support agents, remote station health management, hardware OEM coordination, and field service quoting. (Per Port) | 1980 | 1940.4
EV Connect | Network Plans | EVCRFIDRF1Y | EVC Network RFID Card (Key Fob) - Request Fulfillment - 1 Year | EV Connect shall fulfill driver requests for key fobs submitted via the driver app on behalf of the client. EVCRFIDSUPPLY required to be purchased with this item. | 2750 | 2695
EV Connect | Network Plans | EVCRFIDSUPPLY | EVC Network RFID Card (Key Fob) - Supply | RFID cards for use on EVC network. | 7.5 | 7.35
EV Connect | Contracted Services | EVCRRBUN | EVC - Level 2 Charger Rip and Replace Service | Labor associated with removal and disposal of old charging station, and installation & commissioning of a replacement charger. Charger purchased separately and must be bought through EV Connect. If pedestal must also be replaced, extra charges apply. | 1500 | 1470
EV Connect | Contracted Services | EVCRRBUNRCC | EVC Network Rip and Replace Bundle | Contracted labor associated with Removal, Replacement, and Disposal of outdated or deactivated charging stations. Includes Station Removal, Connection & Commissioning by Licensed Contractor | 3000 | 2940
EV Connect | Network Plans | EVCSAUDR5Y | EVC Subscription - Automated Utility Data Reporting - 5 Yr | EVC Subscription - Automated Utility Data Reporting - 5 Yr | 3750 | 3675
EV Connect | Warranty/SLA/O&M | EVCSHLDAC1Y | Shield AC - 1 Year | Complete station issue resolution including root cause analysis, charger OEM escalations, free field service, & parts warranty resolution all within our Shield SLA. (Per Charger SN) | 500 | 490
EV Connect | Warranty/SLA/O&M | EVCSHLDAC3Y | Shield AC - 3 Years | Complete station issue resolution including root cause analysis, charger OEM escalations, free field service, & parts warranty resolution all within our Shield SLA.(Per Charger SN) | 1500 | 1470
EV Connect | Warranty/SLA/O&M | EVCSHLDAC5Y | Shield AC - 5 Years | Complete station issue resolution including root cause analysis, charger OEM escalations, free field service, & parts warranty resolution all within our Shield SLA. (Per Charger SN) | 2500 | 2450
EV Connect | Warranty/SLA/O&M | EVCSHLDDC1Y | Shield DC - 1 Year | Complete station issue resolution including root cause analysis, charger OEM escalations, free field service, annual preventative maintenance, & parts warranty resolution all within our Shield SLA. (Per Charger SN) | 15% Charger MSRP per Year
EV Connect | Warranty/SLA/O&M | EVCSHLDDC3Y | Shield DC - 3 Year | Complete station issue resolution including root cause analysis, charger OEM escalations, free field service, annual preventative maintenance, & parts warranty resolution all within our Shield SLA.(Per Charger SN) | 15% Charger MSRP per Year
EV Connect | Warranty/SLA/O&M | EVCSHLDDC5Y | Shield DC - 5 Year | Complete station issue resolution including root cause analysis, charger OEM escalations, free field service, annual preventative maintenance, & parts warranty resolution all within our Shield SLA.(Per Charger SN) | 15% Charger MSRP per Year
Kempower | Accessories | SS Frame - Double Cabinet | Kempower Stainless Steel Enclosure Frame, Double Cabinet | Stainless Steel Enclosure Frame for Kempower Double Cabinet Power Unit. | 9598 | 9406.04
Kempower | Accessories | Door Switch - Double Cabinet | Kempower Door Switch, Double Cabinet | Door Switch Accessory for Kempower Double Cabinet Power Unit. | 1019 | 998.62
Kempower | Accessories | KPW046494 x2 | Kempower Power Cabinet Surface Base Upgrade, Qty 2 | Upgrade to Installation Base for Power Cabinet V4, Surface Mount, North America, Quantity 2. Listed price represents upgrade charge to standard installation base. | 150 | 147
Kempower | Accessories | KPW046580 x2 | Kempower Power Cabinet Surface Stainless Base Upgrade, Qty 2 | Upgrade to Installation Base for Power Cabinet V4, Surface Mount Stainless, North America, Quantity 2. Listed price represents upgrade charge to standard installation base. | 184 | 180.32
Kempower | Level 3 Hardware | C503D4LV4 + PM550LV2 x6 + KPW046223 x3 | Kempower C503 Triple Power Unit 300kW | Kempower Triple Power Unit, C503 Cabinet, D4 Dynamic, 300kW DC Output Power, 150-1000 VDC, 4 Dynamic Outputs for Satellites, Power Cabinet with 6 PM550LV2 Power Module(s), Standard NA Base Included. | 165019 | 161718.62
Kempower | Level 3 Hardware | C503D4LV4 + PM550LV2 x7 + KPW046223 x3 | Kempower C503 Triple Power Unit 350kW | Kempower Triple Power Unit, C503 Cabinet, D4 Dynamic, 350kW DC Output Power, 150-1000 VDC, 4 Dynamic Outputs for Satellites, Power Cabinet with 7 PM550LV2 Power Module(s), Standard NA Base Included. | 179260 | 175674.8
Kempower | Level 3 Hardware | C503D4LV4 + PM550LV2 x8 + KPW046223 x3 | Kempower C503 Triple Power Unit 400kW | Kempower Triple Power Unit, C503 Cabinet, D4 Dynamic, 400kW DC Output Power, 150-1000 VDC, 4 Dynamic Outputs for Satellites, Power Cabinet with 8 PM550LV2 Power Module(s), Standard NA Base Included. | 193501 | 189630.98
Kempower | Level 3 Hardware | C503D4LV4 + PM550LV2 x9 + KPW046223 x3 | Kempower C503 Triple Power Unit 450kW | Kempower Triple Power Unit, C503 Cabinet, D4 Dynamic, 450kW DC Output Power, 150-1000 VDC, 4 Dynamic Outputs for Satellites, Power Cabinet with 9 PM550LV2 Power Module(s), Standard NA Base Included. | 207742 | 203587.16
Kempower | Level 3 Hardware | C503D4LV4 + PM550LV2 x10 + KPW046223 x3 | Kempower C503 Triple Power Unit 500kW | Kempower Triple Power Unit, C503 Cabinet, D4 Dynamic, 500kW DC Output Power, 150-1000 VDC, 4 Dynamic Outputs for Satellites, Power Cabinet with 10 PM550LV2 Power Module(s), Standard NA Base Included. | 221983 | 217543.34
Kempower | Level 3 Hardware | C503D4LV4 + PM550LV2 x11 + KPW046223 x3 | Kempower C503 Triple Power Unit 550kW | Kempower Triple Power Unit, C503 Cabinet, D4 Dynamic, 550kW DC Output Power, 150-1000 VDC, 4 Dynamic Outputs for Satellites, Power Cabinet with 11 PM550LV2 Power Module(s), Standard NA Base Included. | 236224 | 231499.52
Kempower | Level 3 Hardware | C503D4LV4 + PM550LV2 x12 + KPW046223 x3 | Kempower C503 Triple Power Unit 600kW | Kempower Triple Power Unit, C503 Cabinet, D4 Dynamic, 600kW DC Output Power, 150-1000 VDC, 4 Dynamic Outputs for Satellites, Power Cabinet with 12 PM550LV2 Power Module(s), Standard NA Base Included. | 250465 | 245455.7
Kempower | Level 3 Hardware | C803D4LV4 + PM850LV2 x6 + KPW046223 x3 | Kempower C803 Triple Power Unit 300kW | Kempower Triple Power Unit, C803 Cabinet, D4 Dynamic, 300kW DC Output Power, 200-920 VDC, 4 Dynamic Outputs for Satellites, Power Cabinet with 6 PM850LV2 Power Module(s), Standard NA Base Included. | 165019 | 161718.62
Kempower | Level 3 Hardware | C803D4LV4 + PM850LV2 x7 + KPW046223 x3 | Kempower C803 Triple Power Unit 350kW | Kempower Triple Power Unit, C803 Cabinet, D4 Dynamic, 350kW DC Output Power, 200-920 VDC, 4 Dynamic Outputs for Satellites, Power Cabinet with 7 PM850LV2 Power Module(s), Standard NA Base Included. | 179260 | 175674.8
Kempower | Level 3 Hardware | C803D4LV4 + PM850LV2 x8 + KPW046223 x3 | Kempower C803 Triple Power Unit 400kW | Kempower Triple Power Unit, C803 Cabinet, D4 Dynamic, 400kW DC Output Power, 200-920 VDC, 4 Dynamic Outputs for Satellites, Power Cabinet with 8 PM850LV2 Power Module(s), Standard NA Base Included. | 193501 | 189630.98
Kempower | Level 3 Hardware | C803D4LV4 + PM850LV2 x9 + KPW046223 x3 | Kempower C803 Triple Power Unit 450kW | Kempower Triple Power Unit, C803 Cabinet, D4 Dynamic, 450kW DC Output Power, 200-920 VDC, 4 Dynamic Outputs for Satellites, Power Cabinet with 9 PM850LV2 Power Module(s), Standard NA Base Included. | 207742 | 203587.16
Kempower | Level 3 Hardware | C803D4LV4 + PM850LV2 x10 + KPW046223 x3 | Kempower C803 Triple Power Unit 500kW | Kempower Triple Power Unit, C803 Cabinet, D4 Dynamic, 500kW DC Output Power, 200-920 VDC, 4 Dynamic Outputs for Satellites, Power Cabinet with 10 PM850LV2 Power Module(s), Standard NA Base Included. | 221983 | 217543.34
Kempower | Level 3 Hardware | C803D4LV4 + PM850LV2 x11 + KPW046223 x3 | Kempower C803 Triple Power Unit 550kW | Kempower Triple Power Unit, C803 Cabinet, D4 Dynamic, 550kW DC Output Power, 200-920 VDC, 4 Dynamic Outputs for Satellites, Power Cabinet with 11 PM850LV2 Power Module(s), Standard NA Base Included. | 236224 | 231499.52
Kempower | Level 3 Hardware | C803D4LV4 + PM850LV2 x12 + KPW046223 x3 | Kempower C803 Triple Power Unit 600kW | Kempower Triple Power Unit, C803 Cabinet, D4 Dynamic, 600kW DC Output Power, 200-920 VDC, 4 Dynamic Outputs for Satellites, Power Cabinet with 12 PM850LV2 Power Module(s), Standard NA Base Included. | 250465 | 245455.7
Kempower | Accessories | D6 Option for C503 | Kempower D6 Output Option for C503 | Kempower D6 Dynamic Output Option for C503 Triple Power Unit, expands cabinet to 6 Dynamic Outputs, 150-1000 VDC. | 18402 | 18033.96
Kempower | Accessories | D6 Option for C803 | Kempower D6 Output Option for C803 | Kempower D6 Dynamic Output Option for C803 Triple Power Unit, expands cabinet to 6 Dynamic Outputs, 200-920 VDC. | 18402 | 18033.96
Kempower | Accessories | D8 Option for C503 | Kempower D8 Output Option for C503 | Kempower D8 Non-Adaptive Output Option for C503 Triple Power Unit, expands cabinet to 8 Dynamic Outputs, 150-500 VDC. | 18402 | 18033.96
Kempower | Accessories | D8 Option for C803 | Kempower D8 Output Option for C803 | Kempower D8 Output Option for C803 Triple Power Unit, expands cabinet to 8 Dynamic Outputs, 200-920 VDC. | 18402 | 18033.96
Kempower | Accessories | SS Frame - Triple Cabinet | Kempower Stainless Steel Enclosure Frame, Triple Cabinet | Stainless Steel Enclosure Frame for Kempower Triple Cabinet Power Unit. | 14021 | 13740.58
Kempower | Accessories | Door Switch - Triple Cabinet | Kempower Door Switch, Triple Cabinet | Door Switch Accessory for Kempower Triple Cabinet Power Unit. | 1527 | 1496.46
Kempower | Accessories | KPW046494 x3 | Kempower Power Cabinet Surface Base Upgrade, Qty 3 | Upgrade to Installation Base for Power Cabinet V4, Surface Mount, North America, Quantity 3. Listed price represents upgrade charge to standard installation base. | 225 | 220.5
Kempower | Accessories | KPW046580 x3 | Kempower Power Cabinet Surface Stainless Base Upgrade, Qty 3 | Upgrade to Installation Base for Power Cabinet V4, Surface Mount Stainless, North America, Quantity 3. Listed price represents upgrade charge to standard installation base. | 276 | 270.48
Kempower | Level 3 Hardware | STU5CSL | Kempower Satellite CCS1 200A | Kempower Satellite Dispenser, Single Port, 200A CCS1 Connector, 5m DC Cable, Dynamic Power Sharing Compatible. | 8984 | 8804.32
Kempower | Level 3 Hardware | STN5DSL | Kempower Satellite NACS 250A | Kempower Satellite Dispenser, Single Port, 250A NACS Connector, 5m DC Cable, Dynamic Power Sharing Compatible. | 8984 | 8804.32
Kempower | Level 3 Hardware | STNN5DSL | Kempower Satellite Dual NACS 250A | Kempower Satellite Dispenser, Dual Port, 2x 250A NACS Connectors, 5m DC Cables, Dynamic Power Sharing Compatible. | 13761 | 13485.78
Kempower | Level 3 Hardware | STUU5CSL | Kempower Satellite Dual CCS1 200A | Kempower Satellite Dispenser, Dual Port, 2x 200A CCS1 Connectors, 5m DC Cables, Dynamic Power Sharing Compatible. | 13761 | 13485.78
Kempower | Level 3 Hardware | STUN5CDSL | Kempower Satellite CCS1 + NACS | Kempower Satellite Dispenser, Dual Port, 200A CCS1 Connector and 250A NACS Connector, 5m DC Cables, Dynamic Power Sharing Compatible. | 13761 | 13485.78
Kempower | Level 3 Hardware | STUD5CBSL | Kempower Satellite CCS1 + CHAdeMO | Kempower Satellite Dispenser, Dual Port, 200A CCS1 Connector and 125A CHAdeMO Connector, 5m DC Cables, Dynamic Power Sharing Compatible. | 13803 | 13526.94
Kempower | Level 3 Hardware | STY5HGSBL | Kempower Satellite High Current CCS1 + NACS Flex | Kempower Satellite Dispenser, Dual Port Flex Configuration, 400A CCS1 Connector and 380A NACS Connector, Non-Simultaneous Charging, 5m DC Cables. | 20467 | 20057.66
Kempower | Accessories | Upgrade CCS1 Cable Option E | Kempower Satellite CCS1 Cable Upgrade, 300A | Upgrade CCS1 Cable Option E, 300A CCS1 Cable for Kempower Satellite. | 2830 | 2773.4
Kempower | Accessories | Upgrade CCS1 Cable Option H | Kempower Satellite CCS1 Cable Upgrade, 400A | Upgrade CCS1 Cable Option H, 400A CCS1 Cable for Kempower Satellite. | 3397 | 3329.06
Kempower | Accessories | Upgrade NACS Cable Option L | Kempower Satellite NACS Cable Upgrade, 350A | Upgrade NACS Cable Option L, 350A NACS Cable for Kempower Satellite. | 2830 | 2773.4
Kempower | Accessories | Upgrade NACS Cable Option G | Kempower Satellite NACS Cable Upgrade, 380A | Upgrade NACS Cable Option G, 380A NACS Cable for Kempower Satellite. | 3397 | 3329.06
Kempower | Accessories | Extra Cable Length 7m - Satellite | Kempower Satellite Extra Cable Length, 7m | Extra Cable Length Option, 7m Cable, Per Charging Cable. | 350 | 343
Kempower | Accessories | Equipment Stop E - Satellite | Kempower Satellite Equipment Stop | Equipment Stop Option E for Kempower Satellite. | 522 | 511.56
Kempower | Accessories | Payter P68 - Satellite | Kempower Payter P68 Payment Terminal, Satellite | Payter P68 Contactless Chip and Stripe Payment Terminal for Kempower Satellite. Available for US market only. | 1893 | 1855.14
Kempower | Accessories | Payter Apollo - Satellite | Kempower Payter Apollo Payment Terminal, Satellite | Payter Apollo Contactless Payment Terminal with PIN for Kempower Satellite, available in the United States except Washington State. | 2201 | 2156.98
Kempower | Level 3 Hardware | PBU5CNEL | Kempower Control Unit CCS1 200A 5m with Equipment Stop | Kempower Control Unit, Single Port CCS1 Connector, 200A, Integrated Equipment Stop on Unit, 80-160kW DC Output Power Range, 5m DC Cable. | 7048 | 6907.04
Kempower | Level 3 Hardware | PBU7CNEL | Kempower Control Unit CCS1 200A 7m with Equipment Stop | Kempower Control Unit, Single Port CCS1 Connector, 200A, Integrated Equipment Stop on Unit, 80-160kW DC Output Power Range, 7m DC Cable. | 7398 | 7250.04
Kempower | Level 3 Hardware | PBU10CNEL | Kempower Control Unit CCS1 200A 10m with Equipment Stop | Kempower Control Unit, Single Port CCS1 Connector, 200A, Integrated Equipment Stop on Unit, 80-160kW DC Output Power Range, 10m DC Cable. | 8766 | 8590.68
Kempower | Level 3 Hardware | PBU5ENEL | Kempower Control Unit CCS1 300A 5m with Equipment Stop | Kempower Control Unit, Single Port CCS1 Connector, 300A, Integrated Equipment Stop on Unit, 120-240kW DC Output Power Range, 5m DC Cable. | 9861 | 9663.78
Kempower | Level 3 Hardware | PBU7ENEL | Kempower Control Unit CCS1 300A 7m with Equipment Stop | Kempower Control Unit, Single Port CCS1 Connector, 300A, Integrated Equipment Stop on Unit, 120-240kW DC Output Power Range, 7m DC Cable. | 10626 | 10413.48
Kempower | Level 3 Hardware | PBU10ENEL | Kempower Control Unit CCS1 300A 10m with Equipment Stop | Kempower Control Unit, Single Port CCS1 Connector, 300A, Integrated Equipment Stop on Unit, 120-240kW DC Output Power Range, 10m DC Cable. | 13375 | 13107.5
Kempower | Level 3 Hardware | PBU5CNL | Kempower Control Unit CCS1 200A 5m with External Equipment Stop | Kempower Control Unit, Single Port CCS1 Connector, 200A, External Equipment Stop Accessory Configuration, 80-160kW DC Output Power Range, 5m DC Cable. | 7048 | 6907.04
Kempower | Level 3 Hardware | PBU7CNL | Kempower Control Unit CCS1 200A 7m with External Equipment Stop | Kempower Control Unit, Single Port CCS1 Connector, 200A, External Equipment Stop Accessory Configuration, 80-160kW DC Output Power Range, 7m DC Cable. | 7398 | 7250.04
Kempower | Level 3 Hardware | PBU10CNL | Kempower Control Unit CCS1 200A 10m with External Equipment Stop | Kempower Control Unit, Single Port CCS1 Connector, 200A, External Equipment Stop Accessory Configuration, 80-160kW DC Output Power Range, 10m DC Cable. | 8766 | 8590.68
Kempower | Level 3 Hardware | PBU5ENL | Kempower Control Unit CCS1 300A 5m with External Equipment Stop | Kempower Control Unit, Single Port CCS1 Connector, 300A, External Equipment Stop Accessory Configuration, 120-240kW DC Output Power Range, 5m DC Cable. | 9861 | 9663.78
Kempower | Level 3 Hardware | PBU7ENL | Kempower Control Unit CCS1 300A 7m with External Equipment Stop | Kempower Control Unit, Single Port CCS1 Connector, 300A, External Equipment Stop Accessory Configuration, 120-240kW DC Output Power Range, 7m DC Cable. | 10626 | 10413.48
Kempower | Level 3 Hardware | PBU10ENL | Kempower Control Unit CCS1 300A 10m with External Equipment Stop | Kempower Control Unit, Single Port CCS1 Connector, 300A, External Equipment Stop Accessory Configuration, 120-240kW DC Output Power Range, 10m DC Cable. | 13375 | 13107.5
Kempower | Level 3 Hardware | C501UU5CSD2BLV4 + PM550v2 x1 + KPW046223 | Kempower C501 Single Station Charger 50kW | Kempower Single Station Charger, 50kW DC Fast Charger, D2 Dynamic, 2 outputs, 200A CCS1, 150-920 VDC, Standard NA Base Included. | 38786 | 38010.28
Kempower | Level 3 Hardware | C501UU5CSD2BLV4 + PM550v2 x2 + KPW046223 | Kempower C501 Single Station Charger 100kW | Kempower Single Station Charger, 100kW DC Fast Charger, D2 Dynamic, 2 outputs, 200A CCS1, 150-920 VDC, Standard NA Base Included. | 53027 | 51966.46
Kempower | Level 3 Hardware | C501UU5CSD2BLV4 + PM550v2 x3 + KPW046223 | Kempower C501 Single Station Charger 150kW | Kempower Single Station Charger, 150kW DC Fast Charger, D2 Dynamic, 2 outputs, 200A CCS1, 150-920 VDC, Standard NA Base Included. | 67268 | 65922.64
Kempower | Level 3 Hardware | C501UU5CSD2BLV4 + PM550v2 x4 + KPW046223 | Kempower C501 Single Station Charger 200kW | Kempower Single Station Charger, 200kW DC Fast Charger, D2 Dynamic, 2 outputs, 200A CCS1, 150-920 VDC, Standard NA Base Included. | 81509 | 79878.82
Kempower | Level 3 Hardware | C501U5CSD2BLV4 + PM550v2 x1 + KPW046223 | Kempower C501 Single Station Charger 50kW | Kempower Single Station Charger, 50kW DC Fast Charger, D2 Dynamic, 1 output, 200A CCS1, 150-920 VDC, Standard NA Base Included. | 34225 | 33540.5
Kempower | Level 3 Hardware | C501U5CSD2BLV4 + PM550v2 x2 + KPW046223 | Kempower C501 Single Station Charger 100kW | Kempower Single Station Charger, 100kW DC Fast Charger, D2 Dynamic, 1 output, 200A CCS1, 150-920 VDC, Standard NA Base Included. | 48466 | 47496.68
Kempower | Level 3 Hardware | C501U5CSD2BLV4 + PM550v2 x3 + KPW046223 | Kempower C501 Single Station Charger 150kW | Kempower Single Station Charger, 150kW DC Fast Charger, D2 Dynamic, 1 output, 200A CCS1, 150-920 VDC, Standard NA Base Included. | 62707 | 61452.86
Kempower | Level 3 Hardware | C501U5CSD2BLV4 + PM550v2 x4 + KPW046223 | Kempower C501 Single Station Charger 200kW | Kempower Single Station Charger, 200kW DC Fast Charger, D2 Dynamic, 1 output, 200A CCS1, 150-920 VDC, Standard NA Base Included. | 76948 | 75409.04
Kempower | Level 3 Hardware | C501NN5DSD2BLV4 + PM550V2 x1 + KPW046223 | Kempower C501 Single Station Charger 50kW | Kempower Single Station Charger, 50kW DC Fast Charger, D2 Dynamic, 2 outputs, 250A NACS, 150-920 VDC, Standard NA Base Included. | 38786 | 38010.28
Kempower | Level 3 Hardware | C501NN5DSD2BLV4 + PM550V2 x2 + KPW046223 | Kempower C501 Single Station Charger 100kW | Kempower Single Station Charger, 100kW DC Fast Charger, D2 Dynamic, 2 outputs, 250A NACS, 150-920 VDC, Standard NA Base Included. | 53027 | 51966.46
Kempower | Level 3 Hardware | C501NN5DSD2BLV4 + PM550V2 x3 + KPW046223 | Kempower C501 Single Station Charger 150kW | Kempower Single Station Charger, 150kW DC Fast Charger, D2 Dynamic, 2 outputs, 250A NACS, 150-920 VDC, Standard NA Base Included. | 67268 | 65922.64
Kempower | Level 3 Hardware | C501NN5DSD2BLV4 + PM550V2 x4 + KPW046223 | Kempower C501 Single Station Charger 200kW | Kempower Single Station Charger, 200kW DC Fast Charger, D2 Dynamic, 2 outputs, 250A NACS, 150-920 VDC, Standard NA Base Included. | 81509 | 79878.82
Kempower | Level 3 Hardware | C501N5CSD2BLV4 + PM550v2 x1 + KPW046223 | Kempower C501 Single Station Charger 50kW | Kempower Single Station Charger, 50kW DC Fast Charger, D2 Dynamic, 1 output, 250A NACS, 150-920 VDC, Standard NA Base Included. | 34225 | 33540.5
Kempower | Level 3 Hardware | C501N5CSD2BLV4 + PM550v2 x2 + KPW046223 | Kempower C501 Single Station Charger 100kW | Kempower Single Station Charger, 100kW DC Fast Charger, D2 Dynamic, 1 output, 250A NACS, 150-920 VDC, Standard NA Base Included. | 48466 | 47496.68
Kempower | Level 3 Hardware | C501N5CSD2BLV4 + PM550v2 x3 + KPW046223 | Kempower C501 Single Station Charger 150kW | Kempower Single Station Charger, 150kW DC Fast Charger, D2 Dynamic, 1 output, 250A NACS, 150-920 VDC, Standard NA Base Included. | 62707 | 61452.86
Kempower | Level 3 Hardware | C501N5CSD2BLV4 + PM550v2 x4 + KPW046223 | Kempower C501 Single Station Charger 200kW | Kempower Single Station Charger, 200kW DC Fast Charger, D2 Dynamic, 1 output, 250A NACS, 150-920 VDC, Standard NA Base Included. | 76948 | 75409.04
Kempower | Level 3 Hardware | C501UN5CDSD2BLV4 + PM550BLV2 x1 + KPW046223 | Kempower C501 Single Station Charger 50kW | Kempower Single Station Charger, 50kW DC Fast Charger, D2 Dynamic, 2 outputs, 200A CCS1, 250A NACS, 150-920 VDC, Standard NA Base Included. | 38786 | 38010.28
Kempower | Level 3 Hardware | C501UN5CDSD2BLV4 + PM550BLV2 x2 + KPW046223 | Kempower C501 Single Station Charger 100kW | Kempower Single Station Charger, 100kW DC Fast Charger, D2 Dynamic, 2 outputs, 200A CCS1, 250A NACS, 150-920 VDC, Standard NA Base Included. | 53027 | 51966.46
Kempower | Level 3 Hardware | C501UN5CDSD2BLV4 + PM550BLV2 x3 + KPW046223 | Kempower C501 Single Station Charger 150kW | Kempower Single Station Charger, 150kW DC Fast Charger, D2 Dynamic, 2 outputs, 200A CCS1, 250A NACS, 150-920 VDC, Standard NA Base Included. | 67268 | 65922.64
Kempower | Level 3 Hardware | C501UN5CDSD2BLV4 + PM550BLV2 x4 + KPW046223 | Kempower C501 Single Station Charger 200kW | Kempower Single Station Charger, 200kW DC Fast Charger, D2 Dynamic, 2 outputs, 200A CCS1, 250A NACS, 150-920 VDC, Standard NA Base Included. | 81509 | 79878.82
Kempower | Level 3 Hardware | C801UU5CSD2BLV4 + PM850v2 x1 + KPW046223 | Kempower C801 Single Station Charger 50kW | Kempower Single Station Charger, 50kW DC Fast Charger, D2 Dynamic, 2 outputs, 200A CCS1, 200-920 VDC, Standard NA Base Included. | 38786 | 38010.28
Kempower | Level 3 Hardware | C801UU5CSD2BLV4 + PM850v2 x2 + KPW046223 | Kempower C801 Single Station Charger 100kW | Kempower Single Station Charger, 100kW DC Fast Charger, D2 Dynamic, 2 outputs, 200A CCS1, 200-920 VDC, Standard NA Base Included. | 53027 | 51966.46
Kempower | Level 3 Hardware | C801UU5CSD2BLV4 + PM850v2 x3 + KPW046223 | Kempower C801 Single Station Charger 150kW | Kempower Single Station Charger, 150kW DC Fast Charger, D2 Dynamic, 2 outputs, 200A CCS1, 200-920 VDC, Standard NA Base Included. | 67268 | 65922.64
Kempower | Level 3 Hardware | C801UU5CSD2BLV4 + PM850v2 x4 + KPW046223 | Kempower C801 Single Station Charger 200kW | Kempower Single Station Charger, 200kW DC Fast Charger, D2 Dynamic, 2 outputs, 200A CCS1, 200-920 VDC, Standard NA Base Included. | 81509 | 79878.82
Kempower | Level 3 Hardware | C801U5CSD2BLV4 + PM850v2 x1 + KPW046223 | Kempower C801 Single Station Charger 50kW | Kempower Single Station Charger, 50kW DC Fast Charger, D2 Dynamic, 1 output, 200A CCS1, 200-920 VDC, Standard NA Base Included. | 34225 | 33540.5
Kempower | Level 3 Hardware | C801U5CSD2BLV4 + PM850v2 x2 + KPW046223 | Kempower C801 Single Station Charger 100kW | Kempower Single Station Charger, 100kW DC Fast Charger, D2 Dynamic, 1 output, 200A CCS1, 200-920 VDC, Standard NA Base Included. | 48466 | 47496.68
Kempower | Level 3 Hardware | C801U5CSD2BLV4 + PM850v2 x3 + KPW046223 | Kempower C801 Single Station Charger 150kW | Kempower Single Station Charger, 150kW DC Fast Charger, D2 Dynamic, 1 output, 200A CCS1, 200-920 VDC, Standard NA Base Included. | 62707 | 61452.86
Kempower | Level 3 Hardware | C801U5CSD2BLV4 + PM850v2 x4 + KPW046223 | Kempower C801 Single Station Charger 200kW | Kempower Single Station Charger, 200kW DC Fast Charger, D2 Dynamic, 1 output, 200A CCS1, 200-920 VDC, Standard NA Base Included. | 76948 | 75409.04
Kempower | Level 3 Hardware | C801NN5CSD2LV4 + PM850v2 x1 + KPW046223 | Kempower C801 Single Station Charger 50kW | Kempower Single Station Charger, 50kW DC Fast Charger, D2 Dynamic, 2 outputs, 250A NACS, 200-920 VDC, Standard NA Base Included. | 38786 | 38010.28
Kempower | Level 3 Hardware | C801NN5CSD2LV4 + PM850v2 x2 + KPW046223 | Kempower C801 Single Station Charger 100kW | Kempower Single Station Charger, 100kW DC Fast Charger, D2 Dynamic, 2 outputs, 250A NACS, 200-920 VDC, Standard NA Base Included. | 53027 | 51966.46
Kempower | Level 3 Hardware | C801NN5CSD2LV4 + PM850v2 x3 + KPW046223 | Kempower C801 Single Station Charger 150kW | Kempower Single Station Charger, 150kW DC Fast Charger, D2 Dynamic, 2 outputs, 250A NACS, 200-920 VDC, Standard NA Base Included. | 67268 | 65922.64
Kempower | Level 3 Hardware | C801NN5CSD2LV4 + PM850v2 x4 + KPW046223 | Kempower C801 Single Station Charger 200kW | Kempower Single Station Charger, 200kW DC Fast Charger, D2 Dynamic, 2 outputs, 250A NACS, 200-920 VDC, Standard NA Base Included. | 81509 | 79878.82
Kempower | Level 3 Hardware | C801N5CSD2LV4 + PM850v2 x1 + KPW046223 | Kempower C801 Single Station Charger 50kW | Kempower Single Station Charger, 50kW DC Fast Charger, D2 Dynamic, 1 output, 250A NACS, 200-920 VDC, Standard NA Base Included. | 34225 | 33540.5
Kempower | Level 3 Hardware | C801N5CSD2LV4 + PM850v2 x2 + KPW046223 | Kempower C801 Single Station Charger 100kW | Kempower Single Station Charger, 100kW DC Fast Charger, D2 Dynamic, 1 output, 250A NACS, 200-920 VDC, Standard NA Base Included. | 48466 | 47496.68
Kempower | Level 3 Hardware | C801N5CSD2LV4 + PM850v2 x3 + KPW046223 | Kempower C801 Single Station Charger 150kW | Kempower Single Station Charger, 150kW DC Fast Charger, D2 Dynamic, 1 output, 250A NACS, 200-920 VDC, Standard NA Base Included. | 62707 | 61452.86
Kempower | Level 3 Hardware | C801N5CSD2LV4 + PM850v2 x4 + KPW046223 | Kempower C801 Single Station Charger 200kW | Kempower Single Station Charger, 200kW DC Fast Charger, D2 Dynamic, 1 output, 250A NACS, 200-920 VDC, Standard NA Base Included. | 76948 | 75409.04
Kempower | Level 3 Hardware | C801UN5CDSD2BLV4 + PM850v2 x1 + KPW046223 | Kempower C801 Single Station Charger 50kW | Kempower Single Station Charger, 50kW DC Fast Charger, D2 Dynamic, 2 outputs, 200A CCS1, 250A NACS, 200-920 VDC, Standard NA Base Included. | 38786 | 38010.28
Kempower | Level 3 Hardware | C801UN5CDSD2BLV4 + PM850v2 x2 + KPW046223 | Kempower C801 Single Station Charger 100kW | Kempower Single Station Charger, 100kW DC Fast Charger, D2 Dynamic, 2 outputs, 200A CCS1, 250A NACS, 200-920 VDC, Standard NA Base Included. | 53027 | 51966.46
Kempower | Level 3 Hardware | C801UN5CDSD2BLV4 + PM850v2 x3 + KPW046223 | Kempower C801 Single Station Charger 150kW | Kempower Single Station Charger, 150kW DC Fast Charger, D2 Dynamic, 2 outputs, 200A CCS1, 250A NACS, 200-920 VDC, Standard NA Base Included. | 67268 | 65922.64
Kempower | Level 3 Hardware | C801UN5CDSD2BLV4 + PM850v2 x4 + KPW046223 | Kempower C801 Single Station Charger 200kW | Kempower Single Station Charger, 200kW DC Fast Charger, D2 Dynamic, 2 outputs, 200A CCS1, 250A NACS, 200-920 VDC, Standard NA Base Included. | 81509 | 79878.82
Kempower | Accessories | D4 Option for C501/C801 | Kempower D4 Output Option for Single Station Charger | Kempower D4 Dynamic Output Option for C501/C801 Single Station Charger Platforms, maximum 4 Dynamic Outputs. | 7113 | 6970.74
Kempower | Accessories | Upgrade Station Cable Option 300A E | Kempower Station Cable Upgrade, 300A CCS1 | Upgrade Station Cable Option 300A E, CCS1 Only, Per Charging Cable, 5m Cable. | 2830 | 2773.4
Kempower | Accessories | Upgrade Station Cable Option 400A H | Kempower Station Cable Upgrade, 400A CCS1 | Upgrade Station Cable Option 400A H, CCS1 Only, Per Charging Cable, 5m Cable. | 3397 | 3329.06
Kempower | Accessories | Upgrade Cable Option NACS 380A G | Kempower Station Cable Upgrade, 380A NACS | Upgrade Cable Option to NACS 380A, NACS Only, Per Charging Cable, 5m Cable. | 3397 | 3329.06
Kempower | Accessories | Upgrade Cable Option NACS 250A + CCS1 300A | Kempower Station Cable Upgrade, NACS + CCS1 | Upgrade Cable Option to NACS 250A + CCS1 300A, 5m Cable. | 2830 | 2773.4
Kempower | Accessories | Upgrade Cable Option NACS 250A + CCS1 400A | Kempower Station Cable Upgrade, NACS + CCS1 | Upgrade Cable Option to NACS 250A + CCS1 400A, 5m Cable. | 3397 | 3329.06
Kempower | Accessories | Upgrade Cable Option NACS 380A + CCS1 200A | Kempower Station Cable Upgrade, NACS + CCS1 | Upgrade Cable Option to NACS 380A + CCS1 200A, 5m Cable. | 3397 | 3329.06
Kempower | Accessories | Upgrade Cable Option NACS 380A + CCS1 300A | Kempower Station Cable Upgrade, NACS + CCS1 | Upgrade Cable Option to NACS 380A + CCS1 300A, 5m Cable. | 6227 | 6102.46
Kempower | Accessories | Upgrade Cable Option NACS 380A + CCS1 400A | Kempower Station Cable Upgrade, NACS + CCS1 | Upgrade Cable Option to NACS 380A + CCS1 400A, 5m Cable. | 6794 | 6658.12
Kempower | Accessories | Equipment Stop E - Single Station | Kempower Station Charger Equipment Stop | Equipment Stop Option E for Kempower Single Station Charger. | 498 | 488.04
Kempower | Accessories | Door Switch - Single Station | Kempower Door Switch, Single Station | Door Switch Accessory for Kempower Single Station Charger. | 486 | 476.28
Kempower | Accessories | Upgrade Station Cable Length 7m - Single | Kempower Station Cable Length Upgrade, 7m | Upgrade Station Cable Length to 7m, Per Charging Cable. | 350 | 343
Kempower | Accessories | KPW046494 - Single Station | Kempower Station Charger Surface Base Upgrade | Installation Base for Station Charger V4, Surface Mount, North America. Listed price represents upgrade charge to standard installation base. | 75 | 73.5
Kempower | Accessories | KPW046580 - Single Station | Kempower Station Charger Surface Stainless Base Upgrade | Installation Base for Station Charger V4, Surface Mount Stainless, North America. Listed price represents upgrade charge to standard installation base. | 92 | 90.16
Kempower | Accessories | Payter P68 - Station | Kempower Payter P68 Payment Terminal, Station Charger | Payter P68 Contactless Chip and Stripe Payment Terminal for Kempower Station Charger. Available for US market only. | 1778 | 1742.44
Kempower | Accessories | Payter Apollo - Station | Kempower Payter Apollo Payment Terminal, Station Charger | Payter Apollo Contactless Payment Terminal with PIN for Kempower Station Charger, available in the United States except Washington State. | 2102 | 2059.96
Kempower | Level 3 Hardware | C502UU5CSD2BLV4 + PM550V2 x5 + KPW046223 x2 | Kempower C502 Double Station Charger 250kW | Kempower Double Station Charger, 250kW DC Fast Charger, D2 Dynamic, 2 outputs, 200A CCS1, 150-920 VDC, Standard NA Base Included. | 111174 | 108950.52
Kempower | Level 3 Hardware | C502UU5CSD2BLV4 + PM550V2 x6 + KPW046223 x2 | Kempower C502 Double Station Charger 300kW | Kempower Double Station Charger, 300kW DC Fast Charger, D2 Dynamic, 2 outputs, 200A CCS1, 150-920 VDC, Standard NA Base Included. | 125415 | 122906.7
Kempower | Level 3 Hardware | C502UU5CSD2BLV4 + PM550V2 x7 + KPW046223 x2 | Kempower C502 Double Station Charger 350kW | Kempower Double Station Charger, 350kW DC Fast Charger, D2 Dynamic, 2 outputs, 200A CCS1, 150-920 VDC, Standard NA Base Included. | 139656 | 136862.88
Kempower | Level 3 Hardware | C502UU5CSD2BLV4 + PM550V2 x8 + KPW046223 x2 | Kempower C502 Double Station Charger 400kW | Kempower Double Station Charger, 400kW DC Fast Charger, D2 Dynamic, 2 outputs, 200A CCS1, 150-920 VDC, Standard NA Base Included. | 153897 | 150819.06
Kempower | Level 3 Hardware | C502U5CSD2BLV4 + PM550V2 x5 + KPW046223 x2 | Kempower C502 Double Station Charger 250kW | Kempower Double Station Charger, 250kW DC Fast Charger, D2 Dynamic, 1 output, 200A CCS1, 150-920 VDC, Standard NA Base Included. | 106613 | 104480.74
Kempower | Level 3 Hardware | C502U5CSD2BLV4 + PM550V2 x6 + KPW046223 x2 | Kempower C502 Double Station Charger 300kW | Kempower Double Station Charger, 300kW DC Fast Charger, D2 Dynamic, 1 output, 200A CCS1, 150-920 VDC, Standard NA Base Included. | 120854 | 118436.92
Kempower | Level 3 Hardware | C502U5CSD2BLV4 + PM550V2 x7 + KPW046223 x2 | Kempower C502 Double Station Charger 350kW | Kempower Double Station Charger, 350kW DC Fast Charger, D2 Dynamic, 1 output, 200A CCS1, 150-920 VDC, Standard NA Base Included. | 135095 | 132393.1
Kempower | Level 3 Hardware | C502U5CSD2BLV4 + PM550V2 x8 + KPW046223 x2 | Kempower C502 Double Station Charger 400kW | Kempower Double Station Charger, 400kW DC Fast Charger, D2 Dynamic, 1 output, 200A CCS1, 150-920 VDC, Standard NA Base Included. | 149336 | 146349.28
Kempower | Level 3 Hardware | C502NN5DSD2BLV4 + PM550V2 x5 + KPW046223 x2 | Kempower C502 Double Station Charger 250kW | Kempower Double Station Charger, 250kW DC Fast Charger, D2 Dynamic, 2 outputs, 250A NACS, 150-920 VDC, Standard NA Base Included. | 111174 | 108950.52
Kempower | Level 3 Hardware | C502NN5DSD2BLV4 + PM550V2 x6 + KPW046223 x2 | Kempower C502 Double Station Charger 300kW | Kempower Double Station Charger, 300kW DC Fast Charger, D2 Dynamic, 2 outputs, 250A NACS, 150-920 VDC, Standard NA Base Included. | 125415 | 122906.7
Kempower | Level 3 Hardware | C502NN5DSD2BLV4 + PM550V2 x7 + KPW046223 x2 | Kempower C502 Double Station Charger 350kW | Kempower Double Station Charger, 350kW DC Fast Charger, D2 Dynamic, 2 outputs, 250A NACS, 150-920 VDC, Standard NA Base Included. | 139656 | 136862.88
Kempower | Level 3 Hardware | C502NN5DSD2BLV4 + PM550V2 x8 + KPW046223 x2 | Kempower C502 Double Station Charger 400kW | Kempower Double Station Charger, 400kW DC Fast Charger, D2 Dynamic, 2 outputs, 250A NACS, 150-920 VDC, Standard NA Base Included. | 153897 | 150819.06
Kempower | Level 3 Hardware | C502N5DSD2BLV4 + PM550V2 x5 + KPW046223 x2 | Kempower C502 Double Station Charger 250kW | Kempower Double Station Charger, 250kW DC Fast Charger, D2 Dynamic, 1 output, 250A NACS, 150-920 VDC, Standard NA Base Included. | 106613 | 104480.74
Kempower | Level 3 Hardware | C502N5DSD2BLV4 + PM550V2 x6 + KPW046223 x2 | Kempower C502 Double Station Charger 300kW | Kempower Double Station Charger, 300kW DC Fast Charger, D2 Dynamic, 1 output, 250A NACS, 150-920 VDC, Standard NA Base Included. | 120854 | 118436.92
Kempower | Level 3 Hardware | C502N5DSD2BLV4 + PM550V2 x7 + KPW046223 x2 | Kempower C502 Double Station Charger 350kW | Kempower Double Station Charger, 350kW DC Fast Charger, D2 Dynamic, 1 output, 250A NACS, 150-920 VDC, Standard NA Base Included. | 135095 | 132393.1
Kempower | Level 3 Hardware | C502N5DSD2BLV4 + PM550V2 x8 + KPW046223 x2 | Kempower C502 Double Station Charger 400kW | Kempower Double Station Charger, 400kW DC Fast Charger, D2 Dynamic, 1 output, 250A NACS, 150-920 VDC, Standard NA Base Included. | 149336 | 146349.28
Kempower | Level 3 Hardware | C502UN5CDSD2BLV4 + PM550V2 x5 + KPW046223 x2 | Kempower C502 Double Station Charger 250kW | Kempower Double Station Charger, 250kW DC Fast Charger, D2 Dynamic, 2 outputs, 200A CCS1, 250A NACS, 150-920 VDC, Standard NA Base Included. | 111174 | 108950.52
Kempower | Level 3 Hardware | C502UN5CDSD2BLV4 + PM550V2 x6 + KPW046223 x2 | Kempower C502 Double Station Charger 300kW | Kempower Double Station Charger, 300kW DC Fast Charger, D2 Dynamic, 2 outputs, 200A CCS1, 250A NACS, 150-920 VDC, Standard NA Base Included. | 125415 | 122906.7
Kempower | Level 3 Hardware | C502UN5CDSD2BLV4 + PM550V2 x7 + KPW046223 x2 | Kempower C502 Double Station Charger 350kW | Kempower Double Station Charger, 350kW DC Fast Charger, D2 Dynamic, 2 outputs, 200A CCS1, 250A NACS, 150-920 VDC, Standard NA Base Included. | 139656 | 136862.88
Kempower | Level 3 Hardware | C502UN5CDSD2BLV4 + PM550V2 x8 + KPW046223 x2 | Kempower C502 Double Station Charger 400kW | Kempower Double Station Charger, 400kW DC Fast Charger, D2 Dynamic, 2 outputs, 200A CCS1, 250A NACS, 150-920 VDC, Standard NA Base Included. | 153897 | 150819.06
Kempower | Level 3 Hardware | C802UU5CSD2BLV4 + PM850V2 x5 + KPW046223 x2 | Kempower C802 Double Station Charger 250kW | Kempower Double Station Charger, 250kW DC Fast Charger, D2 Dynamic, 2 outputs, 200A CCS1, 200-920 VDC, Standard NA Base Included. | 111174 | 108950.52
Kempower | Level 3 Hardware | C802UU5CSD2BLV4 + PM850V2 x6 + KPW046223 x2 | Kempower C802 Double Station Charger 300kW | Kempower Double Station Charger, 300kW DC Fast Charger, D2 Dynamic, 2 outputs, 200A CCS1, 200-920 VDC, Standard NA Base Included. | 125415 | 122906.7
Kempower | Level 3 Hardware | C802UU5CSD2BLV4 + PM850V2 x7 + KPW046223 x2 | Kempower C802 Double Station Charger 350kW | Kempower Double Station Charger, 350kW DC Fast Charger, D2 Dynamic, 2 outputs, 200A CCS1, 200-920 VDC, Standard NA Base Included. | 139656 | 136862.88
Kempower | Level 3 Hardware | C802UU5CSD2BLV4 + PM850V2 x8 + KPW046223 x2 | Kempower C802 Double Station Charger 400kW | Kempower Double Station Charger, 400kW DC Fast Charger, D2 Dynamic, 2 outputs, 200A CCS1, 200-920 VDC, Standard NA Base Included. | 153897 | 150819.06
Kempower | Level 3 Hardware | C802U5CSD2BLV4 + PM850V2 x5 + KPW046223 x2 | Kempower C802 Double Station Charger 250kW | Kempower Double Station Charger, 250kW DC Fast Charger, D2 Dynamic, 1 output, 200A CCS1, 200-920 VDC, Standard NA Base Included. | 106613 | 104480.74
Kempower | Level 3 Hardware | C802U5CSD2BLV4 + PM850V2 x6 + KPW046223 x2 | Kempower C802 Double Station Charger 300kW | Kempower Double Station Charger, 300kW DC Fast Charger, D2 Dynamic, 1 output, 200A CCS1, 200-920 VDC, Standard NA Base Included. | 120854 | 118436.92
Kempower | Level 3 Hardware | C802U5CSD2BLV4 + PM850V2 x7 + KPW046223 x2 | Kempower C802 Double Station Charger 350kW | Kempower Double Station Charger, 350kW DC Fast Charger, D2 Dynamic, 1 output, 200A CCS1, 200-920 VDC, Standard NA Base Included. | 135095 | 132393.1
Kempower | Level 3 Hardware | C802U5CSD2BLV4 + PM850V2 x8 + KPW046223 x2 | Kempower C802 Double Station Charger 400kW | Kempower Double Station Charger, 400kW DC Fast Charger, D2 Dynamic, 1 output, 200A CCS1, 200-920 VDC, Standard NA Base Included. | 149336 | 146349.28
Kempower | Level 3 Hardware | C802NN5DSD2BLV4 + PM850V2 x5 + KPW046223 x2 | Kempower C802 Double Station Charger 250kW | Kempower Double Station Charger, 250kW DC Fast Charger, D2 Dynamic, 2 outputs, 250A NACS, 200-920 VDC, Standard NA Base Included. | 111174 | 108950.52
Kempower | Level 3 Hardware | C802NN5DSD2BLV4 + PM850V2 x6 + KPW046223 x2 | Kempower C802 Double Station Charger 300kW | Kempower Double Station Charger, 300kW DC Fast Charger, D2 Dynamic, 2 outputs, 250A NACS, 200-920 VDC, Standard NA Base Included. | 125415 | 122906.7
Kempower | Level 3 Hardware | C802NN5DSD2BLV4 + PM850V2 x7 + KPW046223 x2 | Kempower C802 Double Station Charger 350kW | Kempower Double Station Charger, 350kW DC Fast Charger, D2 Dynamic, 2 outputs, 250A NACS, 200-920 VDC, Standard NA Base Included. | 139656 | 136862.88
Kempower | Level 3 Hardware | C802NN5DSD2BLV4 + PM850V2 x8 + KPW046223 x2 | Kempower C802 Double Station Charger 400kW | Kempower Double Station Charger, 400kW DC Fast Charger, D2 Dynamic, 2 outputs, 250A NACS, 200-920 VDC, Standard NA Base Included. | 153897 | 150819.06
Kempower | Level 3 Hardware | C802N5DSD2BLV4 + PM850V2 x5 + KPW046223 x2 | Kempower C802 Double Station Charger 250kW | Kempower Double Station Charger, 250kW DC Fast Charger, D2 Dynamic, 1 output, 250A NACS, 200-920 VDC, Standard NA Base Included. | 106613 | 104480.74
Kempower | Level 3 Hardware | C802N5DSD2BLV4 + PM850V2 x6 + KPW046223 x2 | Kempower C802 Double Station Charger 300kW | Kempower Double Station Charger, 300kW DC Fast Charger, D2 Dynamic, 1 output, 250A NACS, 200-920 VDC, Standard NA Base Included. | 120854 | 118436.92
Kempower | Level 3 Hardware | C802N5DSD2BLV4 + PM850V2 x7 + KPW046223 x2 | Kempower C802 Double Station Charger 350kW | Kempower Double Station Charger, 350kW DC Fast Charger, D2 Dynamic, 1 output, 250A NACS, 200-920 VDC, Standard NA Base Included. | 135095 | 132393.1
Kempower | Level 3 Hardware | C802N5DSD2BLV4 + PM850V2 x8 + KPW046223 x2 | Kempower C802 Double Station Charger 400kW | Kempower Double Station Charger, 400kW DC Fast Charger, D2 Dynamic, 1 output, 250A NACS, 200-920 VDC, Standard NA Base Included. | 149336 | 146349.28
Kempower | Level 3 Hardware | C802UN5CGSD2BLV4 + PM850V2 x5 + KPW046223 x2 | Kempower C802 Double Station Charger 250kW | Kempower Double Station Charger, 250kW DC Fast Charger, D2 Dynamic, 2 outputs, 200A CCS1, 250A NACS, 200-920 VDC, Standard NA Base Included. | 111174 | 108950.52
Kempower | Level 3 Hardware | C802UN5CGSD2BLV4 + PM850V2 x6 + KPW046223 x2 | Kempower C802 Double Station Charger 300kW | Kempower Double Station Charger, 300kW DC Fast Charger, D2 Dynamic, 2 outputs, 200A CCS1, 250A NACS, 200-920 VDC, Standard NA Base Included. | 125415 | 122906.7
Kempower | Level 3 Hardware | C802UN5CGSD2BLV4 + PM850V2 x7 + KPW046223 x2 | Kempower C802 Double Station Charger 350kW | Kempower Double Station Charger, 350kW DC Fast Charger, D2 Dynamic, 2 outputs, 200A CCS1, 250A NACS, 200-920 VDC, Standard NA Base Included. | 139656 | 136862.88
Kempower | Level 3 Hardware | C802UN5DGSD2BLV4 + PM850V2 x8 + KPW046223 x2 | Kempower C802 Double Station Charger 400kW | Kempower Double Station Charger, 400kW DC Fast Charger, D2 Dynamic, 2 outputs, 200A CCS1, 250A NACS, 200-920 VDC, Standard NA Base Included. | 153897 | 150819.06
Kempower | Accessories | D4 Option for C502/C802 | Kempower D4 Output Option for Double Station Charger | Kempower D4 Dynamic Output Option for C502/C802 Double Station Charger Platforms, maximum 4 Dynamic Outputs. | 14226 | 13941.48
Kempower | Accessories | Upgrade Station Cable Option 300A E - Double | Kempower Station Cable Upgrade, 300A CCS1 | Upgrade Station Cable Option 300A E, CCS1 Only, Per Charging Cable, 5m Cable. | 2830 | 2773.4
Kempower | Accessories | Upgrade Station Cable Option 400A H - Double | Kempower Station Cable Upgrade, 400A CCS1 | Upgrade Station Cable Option 400A H, CCS1 Only, Per Charging Cable, 5m Cable. | 3397 | 3329.06
Kempower | Accessories | Upgrade Cable Option NACS 380A G - Double | Kempower Station Cable Upgrade, 380A NACS | Upgrade Cable Option to NACS 380A, NACS Only, Per Charging Cable, 5m Cable. | 3397 | 3329.06
Kempower | Accessories | Upgrade Cable Option NACS 250A + CCS1 300A - Double | Kempower Station Cable Upgrade, NACS + CCS1 | Upgrade Cable Option to NACS 250A + CCS1 300A, 5m Cable. | 2830 | 2773.4
Kempower | Accessories | Upgrade Cable Option NACS 250A + CCS1 400A - Double | Kempower Station Cable Upgrade, NACS + CCS1 | Upgrade Cable Option to NACS 250A + CCS1 400A, 5m Cable. | 3397 | 3329.06
Kempower | Accessories | Upgrade Cable Option NACS 380A + CCS1 200A - Double | Kempower Station Cable Upgrade, NACS + CCS1 | Upgrade Cable Option to NACS 380A + CCS1 200A, 5m Cable. | 3397 | 3329.06
Kempower | Accessories | Upgrade Cable Option NACS 380A + CCS1 300A - Double | Kempower Station Cable Upgrade, NACS + CCS1 | Upgrade Cable Option to NACS 380A + CCS1 300A, 5m Cable. | 6227 | 6102.46
Kempower | Accessories | Upgrade Cable Option NACS 380A + CCS1 400A - Double | Kempower Station Cable Upgrade, NACS + CCS1 | Upgrade Cable Option to NACS 380A + CCS1 400A, 5m Cable. | 6794 | 6658.12
Kempower | Accessories | Equipment Stop E - Double Station | Kempower Station Charger Equipment Stop | Equipment Stop Option E for Kempower Double Station Charger. | 498 | 488.04
Kempower | Accessories | Door Switch - Double Station | Kempower Door Switch, Double Station | Door Switch Accessory for Kempower Double Station Charger. | 972 | 952.56
Kempower | Accessories | Upgrade Station Cable Length 7m - Double | Kempower Station Cable Length Upgrade, 7m | Upgrade Station Cable Length to 7m, Per Charging Cable. | 350 | 343
Kempower | Accessories | KPW046494 - Double Station | Kempower Station Charger Surface Base Upgrade, Double | Installation Base for Station Charger V4, Surface Mount, North America. Listed price represents upgrade charge to standard installation base. | 150 | 147
Kempower | Accessories | KPW046580 - Double Station | Kempower Station Charger Surface Stainless Base Upgrade, Double | Installation Base for Station Charger V4, Surface Mount Stainless, North America. Listed price represents upgrade charge to standard installation base. | 184 | 180.32
Kempower | Accessories | Payter P68 - Station Double | Kempower Payter P68 Payment Terminal, Station Charger | Payter P68 Contactless Chip and Stripe Payment Terminal for Kempower Station Charger. Available for US market only. | 1778 | 1742.44
Kempower | Accessories | Payter Apollo - Station Double | Kempower Payter Apollo Payment Terminal, Station Charger | Payter Apollo Contactless Payment Terminal with PIN for Kempower Station Charger, available in the United States except Washington State. | 2102 | 2059.96
Kempower | Level 3 Hardware | T500P40U5BSL | Kempower Movable Charger 50kW CCS1 5m | Kempower Movable Charger, 50kW DC Fast Charger, 1 Output(s), CCS1, 50 kW DC Output Power, 150-470 VDC, Standard User Interface, 5m DC Cable(s). Available for order through June 30, 2026 only. | 24565 | 24073.7
Kempower | Level 3 Hardware | T500P40U7BSL | Kempower Movable Charger 50kW CCS1 7m | Kempower Movable Charger, 50kW DC Fast Charger, 1 Output(s), CCS1, 50 kW DC Output Power, 150-470 VDC, Standard User Interface, 7m DC Cable(s). Available for order through June 30, 2026 only. | 24906 | 24407.88
Kempower | Level 3 Hardware | T500P40UU5BSL | Kempower Movable Charger 50kW CCS1 x2 5m | Kempower Movable Charger, 50kW DC Fast Charger, 2 Output(s), CCS1 x2, 50 / 2x25 simultaneous kW DC Output Power, 150-470 VDC, Standard User Interface, 5m DC Cable(s). Available for order through June 30, 2026 only. | 27863 | 27305.74
Kempower | Level 3 Hardware | T500P40UU7BSL | Kempower Movable Charger 50kW CCS1 x2 7m | Kempower Movable Charger, 50kW DC Fast Charger, 2 Output(s), CCS1 x2, 50 / 2x25 simultaneous kW DC Output Power, 150-470 VDC, Standard User Interface, 7m DC Cable(s). Available for order through June 30, 2026 only. | 28545 | 27974.1
Kempower | Level 3 Hardware | T500P40UN5BDSL | Kempower Movable Charger 50kW CCS1 + NACS 5m | Kempower Movable Charger, 50kW DC Fast Charger, 2 Output(s), CCS1 + NACS, 50 / 2x25 simultaneous kW DC Output Power, 150-470 VDC, Standard User Interface, 5m DC Cable(s). Available for order through June 30, 2026 only. | 28897 | 28319.06
Kempower | Level 3 Hardware | T500P40UN7BDSL | Kempower Movable Charger 50kW CCS1 + NACS 7m | Kempower Movable Charger, 50kW DC Fast Charger, 2 Output(s), CCS1 + NACS, 50 / 2x25 simultaneous kW DC Output Power, 150-470 VDC, Standard User Interface, 7m DC Cable(s). Available for order through June 30, 2026 only. | 29596 | 29004.08
Kempower | Level 3 Hardware | T500P40UD5BSL | Kempower Movable Charger 50kW CCS1 + CHAdeMO 5m | Kempower Movable Charger, 50kW DC Fast Charger, 2 Output(s), CCS1 + CHAdeMO, 50 / 2x25 simultaneous kW DC Output Power, 150-470 VDC, Standard User Interface, 5m DC Cable(s). Available for order through June 30, 2026 only. | 28370 | 27802.6
Kempower | Level 3 Hardware | T500P40UD7BSL | Kempower Movable Charger 50kW CCS1 + CHAdeMO 7m | Kempower Movable Charger, 50kW DC Fast Charger, 2 Output(s), CCS1 + CHAdeMO, 50 / 2x25 simultaneous kW DC Output Power, 150-470 VDC, Standard User Interface, 7m DC Cable(s). Available for order through June 30, 2026 only. | 29070 | 28488.6
Kempower | Level 3 Hardware | T800P40U5ASL | Kempower Movable Charger 50kW CCS1 5m | Kempower Movable Charger, 50kW DC Fast Charger, 1 Output(s), CCS1, 50 kW DC Output Power, 200-920 VDC, Standard User Interface, 5m DC Cable(s). Available for order through June 30, 2026 only. | 24227 | 23742.46
Kempower | Level 3 Hardware | T800P40U7ASL | Kempower Movable Charger 50kW CCS1 7m | Kempower Movable Charger, 50kW DC Fast Charger, 1 Output(s), CCS1, 50 kW DC Output Power, 200-920 VDC, Standard User Interface, 7m DC Cable(s). Available for order through June 30, 2026 only. | 24564 | 24072.72
Kempower | Level 3 Hardware | T800P40UU5ASL | Kempower Movable Charger 50kW CCS1 x2 5m | Kempower Movable Charger, 50kW DC Fast Charger, 2 Output(s), CCS1 x2, 50 / 2x25 simultaneous kW DC Output Power, 200-920 VDC, Standard User Interface, 5m DC Cable(s). Available for order through June 30, 2026 only. | 27187 | 26643.26
Kempower | Level 3 Hardware | T800P40UU7ASL | Kempower Movable Charger 50kW CCS1 x2 7m | Kempower Movable Charger, 50kW DC Fast Charger, 2 Output(s), CCS1 x2, 50 / 2x25 simultaneous kW DC Output Power, 200-920 VDC, Standard User Interface, 7m DC Cable(s). Available for order through June 30, 2026 only. | 27861 | 27303.78
Kempower | Level 3 Hardware | T800P40UN5ADSL | Kempower Movable Charger 50kW CCS1 + NACS 5m | Kempower Movable Charger, 50kW DC Fast Charger, 2 Output(s), CCS1 + NACS, 50 / 2x25 simultaneous kW DC Output Power, 200-920 VDC, Standard User Interface, 5m DC Cable(s). Available for order through June 30, 2026 only. | 27041 | 26500.18
Kempower | Level 3 Hardware | T800P40UN7ADSL | Kempower Movable Charger 50kW CCS1 + NACS 7m | Kempower Movable Charger, 50kW DC Fast Charger, 2 Output(s), CCS1 + NACS, 50 / 2x25 simultaneous kW DC Output Power, 200-920 VDC, Standard User Interface, 7m DC Cable(s). Available for order through June 30, 2026 only. | 27400 | 26852
Kempower | Accessories | C0 Unbranded - Power Unit | Kempower Power Unit C0 Unbranded Option | Option C0 Unbranded for Kempower Power Unit, black instead of orange with no stickers as standard; no extra cost or extra lead time. | 0 | 0
Kempower | Accessories | Branding Single Cabinet | Kempower Customer Specific Branding, Single Cabinet | Customer Specific Branding, Painting and Stickers for Kempower Single Cabinet. | 2229 | 2184.42
Kempower | Accessories | Branding Double Cabinet | Kempower Customer Specific Branding, Double Cabinet | Customer Specific Branding, Painting and Stickers for Kempower Double Cabinet. | 3288 | 3222.24
Kempower | Accessories | Branding Triple Cabinet | Kempower Customer Specific Branding, Triple Cabinet | Customer Specific Branding, Painting and Stickers for Kempower Triple Cabinet. | 4349 | 4262.02
Kempower | Accessories | C0 Unbranded - Satellite | Kempower Satellite C0 Unbranded Option | Option C0 Unbranded for Kempower Satellite, black instead of orange with no stickers as standard; no extra cost or extra lead time. | 0 | 0
Kempower | Accessories | Satellite Stickers Only | Kempower Satellite Customer Specific Branding, Stickers Only | Customer Specific Branding, Stickers Only for Kempower Satellite. | 751 | 735.98
Kempower | Accessories | Satellite Labelling +2% | Kempower Satellite Customer Specific Labelling | Customer Specific Labelling for Kempower Satellite, priced as 2% added to sales price; minimum order quantity and implementation terms per Kempower requirements. | Priced as percentage / case-by-case
Kempower | Accessories | Satellite Coloring + Labelling +5% | Kempower Satellite Customer Specific Coloring and Labelling | Customer Specific Coloring and Labelling for Kempower Satellite, priced as 5% added to sales price; minimum order quantity and implementation terms per Kempower requirements. | Priced as percentage / case-by-case
Kempower | Accessories | C0 Unbranded - Station Charger | Kempower Station Charger C0 Unbranded Option | Option C0 Unbranded for Kempower Station Charger, no stickers as standard; no extra cost or extra lead time. | 0 | 0
Kempower | Accessories | Station Charger Labelling +2% | Kempower Station Charger Customer Specific Labelling | Customer Specific Labelling for Kempower Station Charger, priced as 2% added to sales price; implementation terms per Kempower requirements. | Priced as percentage / case-by-case
Kempower | Accessories | Station Charger Coloring + Labelling +5% | Kempower Station Charger Customer Specific Coloring and Labelling | Customer Specific Coloring and Labelling for Kempower Station Charger, priced as 5% added to sales price; implementation terms per Kempower requirements. | Priced as percentage / case-by-case
Kempower | Accessories | C0 Unbranded - Movable Charger | Kempower Movable Charger C0 Unbranded Option | Option C0 Unbranded for Kempower Movable Charger, no stickers as standard; no extra cost or extra lead time. | 0 | 0
Kempower | Accessories | Movable Charger Branding | Kempower Movable Charger Customer Specific Branding | Customer Specific Branding for Kempower Movable Charger. | 751 | 735.98
Kempower | Accessories | 9990070 | My Kempower Access | My Kempower access for Kempower equipment, allowing equipment visibility and mandatory operational and maintenance tasks not available through standard OCPP backend; free for lifetime of Kempower equipment. | 0 | 0
Kempower | Warranty/SLA/O&M | Standard Warranty | Kempower Standard Warranty | Kempower Standard Warranty, 24 months from commissioning or 30 months from shipment, whichever occurs first. | 0 | 0
Kempower | Warranty/SLA/O&M | Extended Warranty 1-5 Years | Kempower Extended Warranty, Years 1-5 | Extended Warranty for parts and labor on all hardware on the purchase order, priced at 10% annually from hardware sales price up to 5 years; travel not included. | 10% annually
Kempower | Warranty/SLA/O&M | Extended Warranty Over 5 Years | Kempower Extended Warranty, Over 5 Years | Extended Warranty for parts and labor on all hardware on the purchase order, priced at 13% annually from hardware sales price over 5 years; travel not included. | 13% annually
Ampcontrol | Network Plans | AMP-C-001-AC | Ampcontrol Lite Charge Management Software (Cloud-Based) and Software Support | A lightweight CMS software focused strictly on comprehensive data visibility, tracking, and compliance. Features real-time charger status monitoring, a centralized Alert Center for hardware fault notifications, deep OCPP diagnostic logs, and compliance reporting (including utility and LCFS data exports). Operating purely as a passive tracking system, it features no automated smart charging or load optimization commands, making it ideal for operators requiring complete network visibility with zero operational interference. (Priced Per Connector per Year) | 120 | 117.6
Ampcontrol | Network Plans | AMP-C-001-DC | Ampcontrol Lite Charge Management Software (Cloud-Based) and Software Support | A lightweight CMS software focused strictly on comprehensive data visibility, tracking, and compliance. Features real-time charger status monitoring, a centralized Alert Center for hardware fault notifications, deep OCPP diagnostic logs, and compliance reporting (including utility and LCFS data exports). Operating purely as a passive tracking system, it features no automated smart charging or load optimization commands, making it ideal for operators requiring complete network visibility with zero operational interference.(Priced Per Connector per Year) | 180 | 176.4
Ampcontrol | Network Plans | AMP-C-002-AC | Ampcontrol Pro Charge Management Software (Cloud-Based) and Software Support | Ampcontrol’s Charging Management System (CMS) is an AI-powered platform designed to orchestrate complex EV charging operations. It provides real-time monitoring and dynamic control over chargers, integration with additional systems like vehicle telematics or scheduling softwares. By leveraging advanced optimization algorithms and seamless API integrations, the CMS ensures high uptime, on-time departures, and intelligent energy management.(Priced Per Connector per Year) | 240 | 235.2
Ampcontrol | Network Plans | AMP-C-002-DC | Ampcontrol Pro Charge Management Software (Cloud-Based) and Software Support | Ampcontrol’s Charging Management System (CMS) is an AI-powered platform designed to orchestrate complex EV charging operations. It provides real-time monitoring and dynamic control over chargers, integration with additional systems like vehicle telematics or scheduling softwares. By leveraging advanced optimization algorithms and seamless API integrations, the CMS ensures high uptime, on-time departures, and intelligent energy management.(Priced Per Connector per Year) | 480 | 470.4
Ampcontrol | Installation/Ancillary | AMP-C-003 | Account Setup and Onboarding | Comprehensive, support services for deployment and configuration of Ampcontrol’s EV charging management platform. Includes account setup, training, virtual site hierarchy mapping, integration setup for existing connections.(One Time Fee) | 2000 | 1960
Ampcontrol | Installation/Ancillary | AMP-C-004 | Remote Charger Commissioning | Remote OCPP hardware provisioning executed entirely via the cloud by a dedicated support personnel to ensure rapid, seamless deployment with end-to-end testing of onboarded charger. (Per Connector) | 90 | 88.2
Ampcontrol | Installation/Ancillary | AMP-C-005 | Onsite Charger Commissioning | Premium deployment package featuring a dedicated Ampcontrol field engineer on-site at the depot. Includes physical hardware connectivity verification, local network troubleshooting (cellular/Wi-Fi/Ethernet), and hardware-to-cloud commissioning. (Priced Per Day) | 2600 | 2548
Ampcontrol | Network Plans | AMP-C-006 | OCPI/Payment Connection | Ampcontrol’s OCPI Integration acts as a high-performance bridge that connects charging infrastructure to the global EV ecosystem, enabling seamless interoperability with eMSPs, payment systems, mobile apps, and roaming hubs. By utilizing standardized OCPI protocols, the platform streamlines real-time data exchange for station availability, automated billing, and unified payment processing across diverse networks. | 0.015 Per kWh
Ampcontrol | Installation/Ancillary | AMP-E-001 | AmpEdge EMS Local Controller Light (Control Chargers + Monitoring of DERs Only) | AmpEdge is a high-reliability, local onsite controller designed to manage EV charging infrastructure and and monitor Distributed Energy Resources (DERs). It serves as a localized intelligence layer that hardwires to chargers, building meters, microgrids, solar inverters, and battery storage using standard protocols like Modbus, MQTT, and OCPP. Through an integration, users have one centralized platform to monitor these assets. The local controller will communicate with the Ampcontrol Charge Management Software to control EV loads. (Pricer per year per device) | 4740 | 4645.2
Ampcontrol | Installation/Ancillary | AMP-E-002 | AmpEdge EMS Local Controller Pro (Monitoring + Control of Chargers and DERs) | AmpEdge is a high-reliability, local onsite controller designed to manage EV charging infrastructure and control Distributed Energy Resources (DERs). It serves as a localized intelligence layer that hardwires to chargers, building meters, microgrids, solar inverters, and battery storage using standard protocols like Modbus, MQTT, and OCPP. By providing low-latency power management and fail-safe operations, AmpEdge enables sites to bypass grid constraints, integrate and control DERs, and maintain high uptime while staying synchronized with Ampcontrol’s cloud-based CMS system. (Priced per year per site) | 9540 | 9349.2
Ampcontrol | Installation/Ancillary | AMP-N-001 | Network Management | Ampcontrol’s Networking Services provide a comprehensive, fully managed connectivity solution designed to ensure maximum reliability for energy infrastructure. The service features a resilient Router and SIM Card setup, offering redundant network access and SIM management. Beyond standard connectivity, the package handles the critical integration of controlled energy assets—such as solar inverters and BESS (Battery Energy Storage Systems)—while maintaining high security through regular network updates and management. To guarantee operational continuity, the service is backed by an SLA and 24/7 monitoring by the Ampcontrol team, covering both general networking and communication with Distributed Energy Resources (DERs). In the event of a failure, the service includes a dedicated emergency response protocol to coordinate hardware replacements and resolve issues, ensuring that site uptime remains uncompromised.(Priced per year) | 3540 | 3469.2
Ampcontrol | Network Plans | AMP-N-002 | Data Plan | Multi-carrier, pooled data plan with 4G or 5G Sim included. (Priced per GB) | 15 | 14.7
Ampcontrol | Warranty/SLA/O&M | AMP-S-001 | Project Manager / Technical Sucess Manager | The Ampcontrol Technical Success Manager (TSM) or Project Manager is ongoing electrification support service designed to drive operational excellence and align software integrations, roadmap features, and more to ensure successful business outcomes. As a dedicated partner, the TSM team enables efficient charging operations by providing expert guidance across several key disciplines on a recurring basis. For example, the service encompasses comprehensive integration support for data lakes and NOCs via secure APIs and real-time Pub/Sub mechanisms, as well as specialized AmpEdge Integration to ensure seamless communication between controllers, microgrids, and meters. Furthermore, the TSM facilitates Roadmap Alignments through interactive workshops to influence future product development and provides ongoing API Support to reduce engineering costs while maintaining high system uptime across EV projects. (Priced per hour per month) | 186 | 182.28
Ampcontrol | Installation/Ancillary | AMP-S-002 | Solutions Engineer | Ampcontrol’s System Architecture review is a technical audit of onsite infrastructure, evaluating the integration of onsite assets such as solar or batteries, additional electrical loads, EV chargers, and networking to manage optimized energy management and system interoperability. Our Solutions Engineer analyzes integration workflows, energy management logic, and site-specific hardware communication to ensure seamless coordination between DERs, network topology, and OCPP/OCPI protocols for a stable, scalable deployment.(Priced per hour) | 247 | 242.06
Ampcontrol | Installation/Ancillary | AMP-S-003 | Software Engineer | Following the System Architecture Review, Ampcontrol’s Software Engineers integrates onsite assets to ensure seamless interoperability. By evaluating documentation from hardware OEMs, we verify communication protocols—such as Modbus, OCPP, or MQTT bus—to successfully link chargers, meters, solar arrays, and battery systems into a unified energy management ecosystem. In addition, if the client has existing software systems such as telematic systems, scheduling software, etc., Ampcontrol's Software Engineers will integrate these systems via API or similar to ensure real-time data exchange.(Priced per hour) | 247 | 242.06
Ampcontrol | Installation/Ancillary | AMP-S-004 | Site and Feasilbility Analysis (Data Scientist) | Site and Feasibility Analysis is a technical consulting service that evaluates the electrical and physical viability of a location for EV infrastructure. Ampcontrol’s Data Scientists analyze existing utility capacity, building loads, and the integration potential of DERs like solar and storage. This phase identifies infrastructure gaps, provides a preliminary network topology, and outlines the hardware requirements necessary to support your fleet's operational goals before significant capital investment.(Priced per hour) | 247 | 242.06
Ampcontrol | Warranty/SLA/O&M | AMP-S-005 | Tier 1 24/7 Support and Tier 2 Busines Hour Support | Tier 1 24/7 Support is Ampcontrol’s first line of defense for maintaining maximum site uptime. Our Tier 1 support team provides round-the-clock active monitoring of chargers, and operations. By leveraging automated alerts and real-time diagnostics, our team remotely identifies and resolves connectivity or hardware-software communication issues—often before they impact your operations. This service includes a 24/7 help desk for immediate driver assistance and structured escalation to Tier 2 for complex hardware troubleshooting or OEM coordination. Tier 2 Business Hours Support provides advanced technical expertise for complex system troubleshooting and hardware-software optimization. Operating during standard business hours, our support team handles escalations from Tier 1, focusing on deep-dive root cause analysis of communication protocols, site-specific power management issues, and hardware OEM or vehicle coordination. This tier ensures that intricate technical hurdles are resolved with precision to maintain long-term system health and operational efficiency.(Priced per kWh) | 0.02 Per kWh
PowerCharge | Warranty/SLA/O&M | PC-WARR2-E32 | Extended Warranty 5 Year (2 Additional Years) Parts Only - For PowerCharge Platinum 32A Single (PC-E32-12, PC-E32-41) | PowerCharge extended warranty for PowerCharge Platinum 32A single-port chargers (PC-E32-12-EVC, PC-E32-41-EVC). Extends the standard 3-year warranty to 5 years total by adding 2 years. Coverage: Parts Only. Requires purchase of eligible PowerCharge hardware SKU. | 350 | 343
PowerCharge | Warranty/SLA/O&M | PC-WARR2-E32-DUAL | Extended Warranty 5 Year (2 Additional Years) Parts Only - For PowerCharge Platinum 32A Dual | PowerCharge extended warranty for PowerCharge Platinum 32A dual-port chargers(PC-E32-44-EVC). Extends the standard 3-year warranty to 5 years total by adding 2 years. Coverage: Parts Only. Requires purchase of eligible PowerCharge hardware SKU. | 700 | 686
PowerCharge | Warranty/SLA/O&M | PC-WARR2-E40 | Extended Warranty 5 Year (2 Additional Years) Parts Only - For PowerCharge Platinum 40A Single (PC-E40-12, PC-E40-41) | PowerCharge extended warranty for PowerCharge Platinum 40A single-port chargers (PC-E40-12-EVC, PC-E40-41-EVC). Extends the standard 3-year warranty to 5 years total by adding 2 years. Coverage: Parts Only. Requires purchase of eligible PowerCharge hardware SKU. | 350 | 343
PowerCharge | Warranty/SLA/O&M | PC-WARR2-E40-DUAL | Extended Warranty 5 Year (2 Additional Years) Parts Only - For PowerCharge Platinum 40A Dual | PowerCharge extended warranty for PowerCharge Platinum 40A dual-port chargers(PC-E40-44-EVC). Extends the standard 3-year warranty to 5 years total by adding 2 years. Coverage: Parts Only. Requires purchase of eligible PowerCharge hardware SKU. | 700 | 686
PowerCharge | Warranty/SLA/O&M | PC-WARR2-E48 | Extended Warranty 5 Year (2 Additional Years) Parts Only - For PowerCharge Platinum 48A Single | PowerCharge extended warranty for PowerCharge Platinum 48A single-port chargers (PC-E48-13-EVC, PC-E48-42-EVC). Extends the standard 3-year warranty to 5 years total by adding 2 years. Coverage: Parts Only. Requires purchase of eligible PowerCharge hardware SKU. | 625 | 612.5
PowerCharge | Warranty/SLA/O&M | PC-WARR2-E48-DUAL | Extended Warranty 5 Year (2 Additional Years) Parts Only - For PowerCharge Platinum 48A Dual | PowerCharge extended warranty for PowerCharge Platinum 48A dual-port chargers(PC-E48-16-EVC,PC-E48-45-EVC). Extends the standard 3-year warranty to 5 years total by adding 2 years. Coverage: Parts Only. Requires purchase of eligible PowerCharge hardware SKU. | 1250 | 1225
PowerCharge | Warranty/SLA/O&M | PC-WARR2-E80 | Extended Warranty 5 Year (2 Additional Years) Parts Only - For PowerCharge Platinum 80A Single (PC-E80-13, PC-E80-42) | PowerCharge extended warranty for PowerCharge Platinum 80A single-port chargers (PC-E80-13-EVC, PC-E80-42-EVC). Extends the standard 3-year warranty to 5 years total by adding 2 years. Coverage: Parts Only. Requires purchase of eligible PowerCharge hardware SKU. | 625 | 612.5
PowerCharge | Warranty/SLA/O&M | PC-WARR2-E80-DUAL | Extended Warranty 5 Year (2 Additional Years) Parts Only - For PowerCharge Platinum 80A Dual | PowerCharge extended warranty for PowerCharge Platinum 80A dual-port chargers(PC-E80-45-EVC). Extends the standard 3-year warranty to 5 years total by adding 2 years. Coverage: Parts Only. Requires purchase of eligible PowerCharge hardware SKU. | 1250 | 1225
ChargePoint | Network Plans | CP-SW-STE-CORE-AC-1P-12M | CP Core Cloud Plan for AC -12 Months | ChargePoint Platform - CMS Suite - Core Cloud Plan for AC Stations, 1 Port. Plan features include: station management, power sharing, dashboard & reporting, RFID-based access control, and Data Assistant. Features subject to hardware compatibility. New stations require activation. 12 Months | 250 | 245
ChargePoint | Network Plans | CP-SW-STE-CORE-AC-1P-24M | CP Core Cloud Plan for AC -24 Months | ChargePoint Platform - CMS Suite - Core Cloud Plan for AC Stations, 1 Port. Plan features include: station management, power sharing, dashboard & reporting, RFID-based access control, and Data Assistant. Features subject to hardware compatibility. New stations require activation. 24 Months | 490 | 480.2
ChargePoint | Network Plans | CP-SW-STE-CORE-AC-1P-36M | CP Core Cloud Plan for AC -36 Months | ChargePoint Platform - CMS Suite - Core Cloud Plan for AC Stations, 1 Port. Plan features include: station management, power sharing, dashboard & reporting, RFID-based access control, and Data Assistant. Features subject to hardware compatibility. New stations require activation. 36 Months | 715 | 700.7
ChargePoint | Network Plans | CP-SW-STE-CORE-AC-1P-48M | CP Core Cloud Plan for AC -48 Months | ChargePoint Platform - CMS Suite - Core Cloud Plan for AC Stations, 1 Port. Plan features include: station management, power sharing, dashboard & reporting, RFID-based access control, and Data Assistant. Features subject to hardware compatibility. New stations require activation. 48 Months | 930 | 911.4
ChargePoint | Network Plans | CP-SW-STE-CORE-AC-1P-60M | CP Core Cloud Plan for AC -60 Months | ChargePoint Platform - CMS Suite - Core Cloud Plan for AC Stations, 1 Port. Plan features include: station management, power sharing, dashboard & reporting, RFID-based access control, and Data Assistant. Features subject to hardware compatibility. New stations require activation. 60 Months | 1125 | 1102.5
ChargePoint | Network Plans | CP-SW-STE-ENTERPRISE-AC-1P-12M | CP Enterprise Cloud Plan for AC - 12 Months | ChargePoint Platform - CMS Suite - Enterprise Cloud Plan for AC Stations, 1 Port. Plan features include: Advanced driver administration, advanced Waitlist, advanced pricing control, advanced energy management, publicly share stations, tap to charge, advanced station management, power sharing, dashboard & reporting, and Data Assistant. Features subject to hardware compatibility. New stations require activation. 12 Months | 500 | 490
ChargePoint | Network Plans | CP-SW-STE-ENTERPRISE-AC-1P-24M | CP Enterprise Cloud Plan for AC - 24 Months | ChargePoint Platform - CMS Suite - Enterprise Cloud Plan for AC Stations, 1 Port. Plan features include: Advanced driver administration, advanced Waitlist, advanced pricing control, advanced energy management, publicly share stations, tap to charge, advanced station management, power sharing, dashboard & reporting, and Data Assistant. Features subject to hardware compatibility. New stations require activation. 24 Months | 980 | 960.4
ChargePoint | Network Plans | CP-SW-STE-ENTERPRISE-AC-1P-36M | CP Enterprise Cloud Plan for AC - 36 Months | ChargePoint Platform - CMS Suite - Enterprise Cloud Plan for AC Stations, 1 Port. Plan features include: Advanced driver administration, advanced Waitlist, advanced pricing control, advanced energy management, publicly share stations, tap to charge, advanced station management, power sharing, dashboard & reporting, and Data Assistant. Features subject to hardware compatibility. New stations require activation. 36 Months | 1425 | 1396.5
ChargePoint | Network Plans | CP-SW-STE-ENTERPRISE-AC-1P-48M | CP Enterprise Cloud Plan for AC - 48 Months | ChargePoint Platform - CMS Suite - Enterprise Cloud Plan for AC Stations, 1 Port. Plan features include: Advanced driver administration, advanced Waitlist, advanced pricing control, advanced energy management, publicly share stations, tap to charge, advanced station management, power sharing, dashboard & reporting, and Data Assistant. Features subject to hardware compatibility. New stations require activation. 48 Months | 1860 | 1822.8
ChargePoint | Network Plans | CP-SW-STE-ENTERPRISE-AC-1P-60M | CP Enterprise Cloud Plan for AC - 60 Months | ChargePoint Platform - CMS Suite - Enterprise Cloud Plan for AC Stations, 1 Port. Plan features include: Advanced driver administration, advanced Waitlist, advanced pricing control, advanced energy management, publicly share stations, tap to charge, advanced station management, power sharing, dashboard & reporting, and Data Assistant. Features subject to hardware compatibility. New stations require activation. 60 Months | 2250 | 2205
ChargePoint | Network Plans | CP-SW-STE-PROFESSIONAL-AC-1P-12M | CP Professional Cloud Plan for AC - 12 Months | ChargePoint Platform - CMS Suite - Professional Cloud Plan for AC Stations, 1 Port. Plan features include: pricing control, Waitlist, publicly share stations, driver administration, tap to charge, advanced station management, power sharing, dashboard & reporting, and Data Assistant. Features subject to hardware compatibility. New stations require activation. 12 Months | 375 | 367.5
ChargePoint | Network Plans | CP-SW-STE-PROFESSIONAL-AC-1P-24M | CP Professional Cloud Plan for AC - 24 Months | ChargePoint Platform - CMS Suite - Professional Cloud Plan for AC Stations, 1 Port. Plan features include: pricing control, Waitlist, publicly share stations, driver administration, tap to charge, advanced station management, power sharing, dashboard & reporting, and Data Assistant. Features subject to hardware compatibility. New stations require activation. 24 Months | 735 | 720.3
ChargePoint | Network Plans | CP-SW-STE-PROFESSIONAL-AC-1P-36M | CP Professional Cloud Plan for AC - 36 Months | ChargePoint Platform - CMS Suite - Professional Cloud Plan for AC Stations, 1 Port. Plan features include: pricing control, Waitlist, publicly share stations, driver administration, tap to charge, advanced station management, power sharing, dashboard & reporting, and Data Assistant. Features subject to hardware compatibility. New stations require activation. 36 Months | 1070 | 1048.6
ChargePoint | Network Plans | CP-SW-STE-PROFESSIONAL-AC-1P-48M | CP Professional Cloud Plan for AC - 48 Months | ChargePoint Platform - CMS Suite - Professional Cloud Plan for AC Stations, 1 Port. Plan features include: pricing control, Waitlist, publicly share stations, driver administration, tap to charge, advanced station management, power sharing, dashboard & reporting, and Data Assistant. Features subject to hardware compatibility. New stations require activation. 48 Months | 1395 | 1367.1
ChargePoint | Network Plans | CP-SW-STE-PROFESSIONAL-AC-1P-60M | CP Professional Cloud Plan for AC - 60 Months | ChargePoint Platform - CMS Suite - Professional Cloud Plan for AC Stations, 1 Port. Plan features include: pricing control, Waitlist, publicly share stations, driver administration, tap to charge, advanced station management, power sharing, dashboard & reporting, and Data Assistant. Features subject to hardware compatibility. New stations require activation. 60 Months | 1690 | 1656.2
ChargePoint | Network Plans | CP-SW-STE-ENTERPRISE-FLT-AC-1P-12M | CP Enterprise Fleet Cloud Plan for AC Stations - 12 Months | ChargePoint Platform - CMS Suite - Enterprise-Fleet Cloud Plan for AC Stations, 1 Port. Plan features include: fleet operations, Connections, differentiated pricing, Waitlist, advanced pricing control, publicly share stations, tap to charge, advanced station management, power sharing, dashboard & reporting, RFID-based access control, rights & object granting, and Data Assistant. Features subject to hardware compatibility. New stations require activation. 12 Months | 750 | 735
ChargePoint | Network Plans | CP-SW-STE-ENTERPRISE-FLT-AC-1P-24M | CP Enterprise Fleet Cloud Plan for AC Stations - 24 Months | ChargePoint Platform - CMS Suite - Enterprise-Fleet Cloud Plan for AC Stations, 1 Port. Plan features include: fleet operations, Connections, differentiated pricing, Waitlist, advanced pricing control, publicly share stations, tap to charge, advanced station management, power sharing, dashboard & reporting, RFID-based access control, rights & object granting, and Data Assistant. Features subject to hardware compatibility. New stations require activation. 24 Months | 1470 | 1440.6
ChargePoint | Network Plans | CP-SW-STE-ENTERPRISE-FLT-AC-1P-36M | CP Enterprise Fleet Cloud Plan for AC Stations - 36 Months | ChargePoint Platform - CMS Suite - Enterprise-Fleet Cloud Plan for AC Stations, 1 Port. Plan features include: fleet operations, Connections, differentiated pricing, Waitlist, advanced pricing control, publicly share stations, tap to charge, advanced station management, power sharing, dashboard & reporting, RFID-based access control, rights & object granting, and Data Assistant. Features subject to hardware compatibility. New stations require activation. 36 Months | 2140 | 2097.2
ChargePoint | Network Plans | CP-SW-STE-ENTERPRISE-FLT-AC-1P-48M | CP Enterprise Fleet Cloud Plan for AC Stations - 48 Months | ChargePoint Platform - CMS Suite - Enterprise-Fleet Cloud Plan for AC Stations, 1 Port. Plan features include: fleet operations, Connections, differentiated pricing, Waitlist, advanced pricing control, publicly share stations, tap to charge, advanced station management, power sharing, dashboard & reporting, RFID-based access control, rights & object granting, and Data Assistant. Features subject to hardware compatibility. New stations require activation. 48 Months | 2790 | 2734.2
ChargePoint | Network Plans | CP-SW-STE-ENTERPRISE-FLT-AC-1P-60M | CP Enterprise Fleet Cloud Plan for AC Stations - 60 Months | ChargePoint Platform - CMS Suite - Enterprise-Fleet Cloud Plan for AC Stations, 1 Port. Plan features include: fleet operations, Connections, differentiated pricing, Waitlist, advanced pricing control, publicly share stations, tap to charge, advanced station management, power sharing, dashboard & reporting, RFID-based access control, rights & object granting, and Data Assistant. Features subject to hardware compatibility. New stations require activation. 60 Months | 3375 | 3307.5
ChargePoint | Warranty/SLA/O&M | CP-SAFEGUARD-CARE-BIWEEKLY-AC-1S-12M | CP-SAFEGUARD-CARE-BIWEEKLY-AC-1S-12M | ChargePoint Safeguard Care (biweekly frequency) for ChargePoint AC stations. Includes hardware and site area inspection, hardware cleaning, hardware repair or escalation, and monthly report. Available for limited regions, approval required prior to order acceptance. Priced per station. 12 Months | 840 | 823.2
ChargePoint | Warranty/SLA/O&M | CP-SAFEGUARD-CARE-BIWEEKLY-AC-1S-24M | CP-SAFEGUARD-CARE-BIWEEKLY-AC-1S-24M | ChargePoint Safeguard Care (biweekly frequency) for ChargePoint AC stations. Includes hardware and site area inspection, hardware cleaning, hardware repair or escalation, and monthly report. Available for limited regions, approval required prior to order acceptance. Priced per station. 24 Months | 1650 | 1617
ChargePoint | Warranty/SLA/O&M | CP-SAFEGUARD-CARE-BIWEEKLY-AC-1S-36M | CP-SAFEGUARD-CARE-BIWEEKLY-AC-1S-36M | ChargePoint Safeguard Care (biweekly frequency) for ChargePoint AC stations. Includes hardware and site area inspection, hardware cleaning, hardware repair or escalation, and monthly report. Available for limited regions, approval required prior to order acceptance. Priced per station. 36 Months | 2395 | 2347.1
ChargePoint | Warranty/SLA/O&M | CP-SAFEGUARD-CARE-BIWEEKLY-AC-1S-48M | CP-SAFEGUARD-CARE-BIWEEKLY-AC-1S-48M | ChargePoint Safeguard Care (biweekly frequency) for ChargePoint AC stations. Includes hardware and site area inspection, hardware cleaning, hardware repair or escalation, and monthly report. Available for limited regions, approval required prior to order acceptance. Priced per station. 48 Months | 3125 | 3062.5
ChargePoint | Warranty/SLA/O&M | CP-SAFEGUARD-CARE-BIWEEKLY-AC-1S-60M | CP-SAFEGUARD-CARE-BIWEEKLY-AC-1S-60M | ChargePoint Safeguard Care (biweekly frequency) for ChargePoint AC stations. Includes hardware and site area inspection, hardware cleaning, hardware repair or escalation, and monthly report. Available for limited regions, approval required prior to order acceptance. Priced per station. 60 Months | 3780 | 3704.4
ChargePoint | Warranty/SLA/O&M | CP-SAFEGUARD-CARE-MONTHLY-AC-1S-12M | CP-SAFEGUARD-CARE-MONTHLY-AC-1S-12M | ChargePoint Safeguard Care (monthly frequency) for ChargePoint AC stations. Includes parts and labor coverage, network operating center (NOC) monitoring, targeted services levels and performance reporting.. Priced per station. 12 Months | 540 | 529.2
ChargePoint | Warranty/SLA/O&M | CP-SAFEGUARD-CARE-MONTHLY-AC-1S-24M | CP-SAFEGUARD-CARE-MONTHLY-AC-1S-24M | ChargePoint Safeguard Care (monthly frequency) for ChargePoint AC stations. Includes parts and labor coverage, network operating center (NOC) monitoring, targeted services levels and performance reporting.. Priced per station. 24 Months | 1060 | 1038.8
ChargePoint | Warranty/SLA/O&M | CP-SAFEGUARD-CARE-MONTHLY-AC-1S-36M | CP-SAFEGUARD-CARE-MONTHLY-AC-1S-36M | ChargePoint Safeguard Care (monthly frequency) for ChargePoint AC stations. Includes parts and labor coverage, network operating center (NOC) monitoring, targeted services levels and performance reporting.. Priced per station. 36 Months | 1540 | 1509.2
ChargePoint | Warranty/SLA/O&M | CP-SAFEGUARD-CARE-MONTHLY-AC-1S-48M | CP-SAFEGUARD-CARE-MONTHLY-AC-1S-48M | ChargePoint Safeguard Care (monthly frequency) for ChargePoint AC stations. Includes parts and labor coverage, network operating center (NOC) monitoring, targeted services levels and performance reporting.. Priced per station. 48 Months | 2010 | 1969.8
ChargePoint | Warranty/SLA/O&M | CP-SAFEGUARD-CARE-MONTHLY-AC-1S-60M | CP-SAFEGUARD-CARE-MONTHLY-AC-1S-60M | ChargePoint Safeguard Care (monthly frequency) for ChargePoint AC stations. Includes parts and labor coverage, network operating center (NOC) monitoring, targeted services levels and performance reporting.. Priced per station. 60 Months | 2430 | 2381.4
ChargePoint | Warranty/SLA/O&M | CP-SAFEGUARD-CARE-QUARTERLY-AC-1S-12M | CP-SAFEGUARD-CARE-QUARTERLY-AC-1S-12M | ChargePoint Safeguard Care (quarterly frequency) for ChargePoint AC stations. Includes parts and labor coverage, network operating center (NOC) monitoring, targeted services levels and performance reporting.. Priced per station. 12 Months | 280 | 274.4
ChargePoint | Warranty/SLA/O&M | CP-SAFEGUARD-CARE-QUARTERLY-AC-1S-24M | CP-SAFEGUARD-CARE-QUARTERLY-AC-1S-24M | ChargePoint Safeguard Care (quarterly frequency) for ChargePoint AC stations. Includes parts and labor coverage, network operating center (NOC) monitoring, targeted services levels and performance reporting.. Priced per station. 24 Months | 550 | 539
ChargePoint | Warranty/SLA/O&M | CP-SAFEGUARD-CARE-QUARTERLY-AC-1S-36M | CP-SAFEGUARD-CARE-QUARTERLY-AC-1S-36M | ChargePoint Safeguard Care (quarterly frequency) for ChargePoint AC stations. Includes parts and labor coverage, network operating center (NOC) monitoring, targeted services levels and performance reporting.. Priced per station. 36 Months | 800 | 784
ChargePoint | Warranty/SLA/O&M | CP-SAFEGUARD-CARE-QUARTERLY-AC-1S-48M | CP-SAFEGUARD-CARE-QUARTERLY-AC-1S-48M | ChargePoint Safeguard Care (quarterly frequency) for ChargePoint AC stations. Includes parts and labor coverage, network operating center (NOC) monitoring, targeted services levels and performance reporting.. Priced per station. 48 Months | 1045 | 1024.1
ChargePoint | Warranty/SLA/O&M | CP-SAFEGUARD-CARE-QUARTERLY-AC-1S-60M | CP-SAFEGUARD-CARE-QUARTERLY-AC-1S-60M | ChargePoint Safeguard Care (quarterly frequency) for ChargePoint AC stations. Includes parts and labor coverage, network operating center (NOC) monitoring, targeted services levels and performance reporting.. Priced per station. 60 Months | 1260 | 1234.8
ChargePoint | Network Plans | CP-SW-STE-CORE-DC-1P-12M | CP Core Cloud Plan for DC -12 Months | ChargePoint Platform - CMS Suite - Core Cloud Plan for DC Stations, 1 Port. Plan features include: station management, power sharing, dashboard & reporting, RFID-based access control, and Data Assistant. Features subject to hardware compatibility. New stations require activation. 12 Months | 450 | 441
ChargePoint | Network Plans | CP-SW-STE-CORE-DC-1P-24M | CP Core Cloud Plan for DC -24 Months | ChargePoint Platform - CMS Suite - Core Cloud Plan for DC Stations, 1 Port. Plan features include: station management, power sharing, dashboard & reporting, RFID-based access control, and Data Assistant. Features subject to hardware compatibility. New stations require activation. 24 Months | 885 | 867.3
ChargePoint | Network Plans | CP-SW-STE-CORE-DC-1P-36M | CP Core Cloud Plan for DC -36 Months | ChargePoint Platform - CMS Suite - Core Cloud Plan for DC Stations, 1 Port. Plan features include: station management, power sharing, dashboard & reporting, RFID-based access control, and Data Assistant. Features subject to hardware compatibility. New stations require activation. 36 Months | 1285 | 1259.3
ChargePoint | Network Plans | CP-SW-STE-CORE-DC-1P-48M | CP Core Cloud Plan for DC -48 Months | ChargePoint Platform - CMS Suite - Core Cloud Plan for DC Stations, 1 Port. Plan features include: station management, power sharing, dashboard & reporting, RFID-based access control, and Data Assistant. Features subject to hardware compatibility. New stations require activation. 48 Months | 1675 | 1641.5
ChargePoint | Network Plans | CP-SW-STE-CORE-DC-1P-60M | CP Core Cloud Plan for DC -60 Months | ChargePoint Platform - CMS Suite - Core Cloud Plan for DC Stations, 1 Port. Plan features include: station management, power sharing, dashboard & reporting, RFID-based access control, and Data Assistant. Features subject to hardware compatibility. New stations require activation. 60 Months | 2025 | 1984.5
ChargePoint | Network Plans | CP-SW-STE-ENTERPRISE-DC-1P-12M | CP Enterprise Cloud Plan for DC - 12 Months | ChargePoint Platform - CMS Suite - Enterprise Cloud Plan for DC Stations, 1 Port. Plan features include: Advanced driver administration, advanced Waitlist, advanced pricing control, advanced energy management, publicly share stations, tap to charge, advanced station management, power sharing, dashboard & reporting, and Data Assistant. Features subject to hardware compatibility. New stations require activation. 12 Months | 875 | 857.5
ChargePoint | Network Plans | CP-SW-STE-ENTERPRISE-DC-1P-24M | CP Enterprise Cloud Plan for DC - 24 Months | ChargePoint Platform - CMS Suite - Enterprise Cloud Plan for DC Stations, 1 Port. Plan features include: Advanced driver administration, advanced Waitlist, advanced pricing control, advanced energy management, publicly share stations, tap to charge, advanced station management, power sharing, dashboard & reporting, and Data Assistant. Features subject to hardware compatibility. New stations require activation. 24 Months | 1715 | 1680.7
ChargePoint | Network Plans | CP-SW-STE-ENTERPRISE-DC-1P-36M | CP Enterprise Cloud Plan for DC - 36 Months | ChargePoint Platform - CMS Suite - Enterprise Cloud Plan for DC Stations, 1 Port. Plan features include: Advanced driver administration, advanced Waitlist, advanced pricing control, advanced energy management, publicly share stations, tap to charge, advanced station management, power sharing, dashboard & reporting, and Data Assistant. Features subject to hardware compatibility. New stations require activation. 36 Months | 2495 | 2445.1
ChargePoint | Network Plans | CP-SW-STE-ENTERPRISE-DC-1P-48M | CP Enterprise Cloud Plan for DC - 48 Months | ChargePoint Platform - CMS Suite - Enterprise Cloud Plan for DC Stations, 1 Port. Plan features include: Advanced driver administration, advanced Waitlist, advanced pricing control, advanced energy management, publicly share stations, tap to charge, advanced station management, power sharing, dashboard & reporting, and Data Assistant. Features subject to hardware compatibility. New stations require activation. 48 Months | 3255 | 3189.9
ChargePoint | Network Plans | CP-SW-STE-ENTERPRISE-DC-1P-60M | CP Enterprise Cloud Plan for DC - 60 Months | ChargePoint Platform - CMS Suite - Enterprise Cloud Plan for DC Stations, 1 Port. Plan features include: Advanced driver administration, advanced Waitlist, advanced pricing control, advanced energy management, publicly share stations, tap to charge, advanced station management, power sharing, dashboard & reporting, and Data Assistant. Features subject to hardware compatibility. New stations require activation. 60 Months | 3940 | 3861.2
ChargePoint | Network Plans | CP-SW-STE-PROFESSIONAL-DC-1P-12M | CP Professional Cloud Plan for DC - 12 Months | ChargePoint Platform - CMS Suite - Professional Cloud Plan for DC Stations, 1 Port. Plan features include: pricing control, Waitlist, publicly share stations, driver administration, tap to charge, advanced station management, power sharing, dashboard & reporting, and Data Assistant. Features subject to hardware compatibility. New stations require activation. 12 Months | 750 | 735
ChargePoint | Network Plans | CP-SW-STE-PROFESSIONAL-DC-1P-24M | CP Professional Cloud Plan for DC - 24 Months | ChargePoint Platform - CMS Suite - Professional Cloud Plan for DC Stations, 1 Port. Plan features include: pricing control, Waitlist, publicly share stations, driver administration, tap to charge, advanced station management, power sharing, dashboard & reporting, and Data Assistant. Features subject to hardware compatibility. New stations require activation. 24 Months | 1470 | 1440.6
ChargePoint | Network Plans | CP-SW-STE-PROFESSIONAL-DC-1P-36M | CP Professional Cloud Plan for DC - 36 Months | ChargePoint Platform - CMS Suite - Professional Cloud Plan for DC Stations, 1 Port. Plan features include: pricing control, Waitlist, publicly share stations, driver administration, tap to charge, advanced station management, power sharing, dashboard & reporting, and Data Assistant. Features subject to hardware compatibility. New stations require activation. 36 Months | 2140 | 2097.2
ChargePoint | Network Plans | CP-SW-STE-PROFESSIONAL-DC-1P-48M | CP Professional Cloud Plan for DC - 48 Months | ChargePoint Platform - CMS Suite - Professional Cloud Plan for DC Stations, 1 Port. Plan features include: pricing control, Waitlist, publicly share stations, driver administration, tap to charge, advanced station management, power sharing, dashboard & reporting, and Data Assistant. Features subject to hardware compatibility. New stations require activation. 48 Months | 2790 | 2734.2
ChargePoint | Network Plans | CP-SW-STE-PROFESSIONAL-DC-1P-60M | CP Professional Cloud Plan for DC - 60 Months | ChargePoint Platform - CMS Suite - Professional Cloud Plan for DC Stations, 1 Port. Plan features include: pricing control, Waitlist, publicly share stations, driver administration, tap to charge, advanced station management, power sharing, dashboard & reporting, and Data Assistant. Features subject to hardware compatibility. New stations require activation. 60 Months | 3375 | 3307.5
ChargePoint | Network Plans | CP-SW-STE-ENTERPRISE-FLT-DC-1P-12M | CP Enterprise Fleet Cloud Plan for DC Stations - 12 Months | ChargePoint Platform - CMS Suite - Enterprise-Fleet Cloud Plan for DC Stations, 1 Port. Plan features include: fleet operations, Connections, differentiated pricing, Waitlist, advanced pricing control, publicly share stations, tap to charge, advanced station management, power sharing, dashboard & reporting, RFID-based access control, rights & object granting, and Data Assistant. Features subject to hardware compatibility. New stations require activation. 12 Months | 1125 | 1102.5
ChargePoint | Network Plans | CP-SW-STE-ENTERPRISE-FLT-DC-1P-24M | CP Enterprise Fleet Cloud Plan for DC Stations - 24 Months | ChargePoint Platform - CMS Suite - Enterprise-Fleet Cloud Plan for DC Stations, 1 Port. Plan features include: fleet operations, Connections, differentiated pricing, Waitlist, advanced pricing control, publicly share stations, tap to charge, advanced station management, power sharing, dashboard & reporting, RFID-based access control, rights & object granting, and Data Assistant. Features subject to hardware compatibility. New stations require activation. 24 Months | 2205 | 2160.9
ChargePoint | Network Plans | CP-SW-STE-ENTERPRISE-FLT-DC-1P-36M | CP Enterprise Fleet Cloud Plan for DC Stations - 36 Months | ChargePoint Platform - CMS Suite - Enterprise-Fleet Cloud Plan for DC Stations, 1 Port. Plan features include: fleet operations, Connections, differentiated pricing, Waitlist, advanced pricing control, publicly share stations, tap to charge, advanced station management, power sharing, dashboard & reporting, RFID-based access control, rights & object granting, and Data Assistant. Features subject to hardware compatibility. New stations require activation. 36 Months | 3210 | 3145.8
ChargePoint | Network Plans | CP-SW-STE-ENTERPRISE-FLT-DC-1P-48M | CP Enterprise Fleet Cloud Plan for DC Stations - 48 Months | ChargePoint Platform - CMS Suite - Enterprise-Fleet Cloud Plan for DC Stations, 1 Port. Plan features include: fleet operations, Connections, differentiated pricing, Waitlist, advanced pricing control, publicly share stations, tap to charge, advanced station management, power sharing, dashboard & reporting, RFID-based access control, rights & object granting, and Data Assistant. Features subject to hardware compatibility. New stations require activation. 48 Months | 4185 | 4101.3
ChargePoint | Network Plans | CP-SW-STE-ENTERPRISE-FLT-DC-1P-60M | CP Enterprise Fleet Cloud Plan for DC Stations - 60 Months | ChargePoint Platform - CMS Suite - Enterprise-Fleet Cloud Plan for DC Stations, 1 Port. Plan features include: fleet operations, Connections, differentiated pricing, Waitlist, advanced pricing control, publicly share stations, tap to charge, advanced station management, power sharing, dashboard & reporting, RFID-based access control, rights & object granting, and Data Assistant. Features subject to hardware compatibility. New stations require activation. 60 Months | 5065 | 4963.7
ChargePoint | Warranty/SLA/O&M | CP-ASSURE-CP6000-1S-12M | CP-ASSURE-CP6000-1S-12M | ChargePoint Assure for CP6000 stations. Includes parts and labor coverage, network operating center (NOC) monitoring, targeted services levels and performance reporting. Priced per station. 12 Months | 380 | 372.4
ChargePoint | Warranty/SLA/O&M | CP-ASSURE-CP6000-1S-24M | CP-ASSURE-CP6000-1S-24M | ChargePoint Assure for CP6000 stations. Includes parts and labor coverage, network operating center (NOC) monitoring, targeted services levels and performance reporting. Priced per station. 24 Months | 745 | 730.1
ChargePoint | Warranty/SLA/O&M | CP-ASSURE-CP6000-1S-36M | CP-ASSURE-CP6000-1S-36M | ChargePoint Assure for CP6000 stations. Includes parts and labor coverage, network operating center (NOC) monitoring, targeted services levels and performance reporting. Priced per station. 36 Months | 1085 | 1063.3
ChargePoint | Warranty/SLA/O&M | CP-ASSURE-CP6000-1S-48M | CP-ASSURE-CP6000-1S-48M | ChargePoint Assure for CP6000 stations. Includes parts and labor coverage, network operating center (NOC) monitoring, targeted services levels and performance reporting. Priced per station. 48 Months | 1415 | 1386.7
ChargePoint | Warranty/SLA/O&M | CP-ASSURE-CP6000-1S-60M | CP-ASSURE-CP6000-1S-60M | ChargePoint Assure for CP6000 stations. Includes parts and labor coverage, network operating center (NOC) monitoring, targeted services levels and performance reporting. Priced per station. 60 Months | 1710 | 1675.8
ChargePoint | Warranty/SLA/O&M | CP-ASSURE-CPE250-1S-12M | CP-ASSURE-CPE250-1S-12M | ChargePoint Assure for CPE250 stations. Includes parts and labor coverage, network operating center (NOC) monitoring, targeted services levels and performance reporting. Priced per station. 12 Months | 2050 | 2009
ChargePoint | Warranty/SLA/O&M | CP-ASSURE-CPE250-1S-24M | CP-ASSURE-CPE250-1S-24M | ChargePoint Assure for CPE250 stations. Includes parts and labor coverage, network operating center (NOC) monitoring, targeted services levels and performance reporting. Priced per station. 24 Months | 4020 | 3939.6
ChargePoint | Warranty/SLA/O&M | CP-ASSURE-CPE250-1S-36M | CP-ASSURE-CPE250-1S-36M | ChargePoint Assure for CPE250 stations. Includes parts and labor coverage, network operating center (NOC) monitoring, targeted services levels and performance reporting. Priced per station. 36 Months | 5845 | 5728.1
ChargePoint | Warranty/SLA/O&M | CP-ASSURE-CPE250-1S-48M | CP-ASSURE-CPE250-1S-48M | ChargePoint Assure for CPE250 stations. Includes parts and labor coverage, network operating center (NOC) monitoring, targeted services levels and performance reporting. Priced per station. 48 Months | 7630 | 7477.4
ChargePoint | Warranty/SLA/O&M | CP-ASSURE-CPE250-1S-60M | CP-ASSURE-CPE250-1S-60M | ChargePoint Assure for CPE250 stations. Includes parts and labor coverage, network operating center (NOC) monitoring, targeted services levels and performance reporting. Priced per station. 60 Months | 9225 | 9040.5
ChargePoint | Warranty/SLA/O&M | CP-ASSURE-CPE280-1S-12M | CP-ASSURE-CPE280-1S-12M | ChargePoint Assure for CPE280 stations. Includes parts and labor coverage, network operating center (NOC) monitoring, targeted services levels and performance reporting. Priced per station. 12 Months | 2330 | 2283.4
ChargePoint | Warranty/SLA/O&M | CP-ASSURE-CPE280-1S-24M | CP-ASSURE-CPE280-1S-24M | ChargePoint Assure for CPE280 stations. Includes parts and labor coverage, network operating center (NOC) monitoring, targeted services levels and performance reporting. Priced per station. 24 Months | 4570 | 4478.6
ChargePoint | Warranty/SLA/O&M | CP-ASSURE-CPE280-1S-36M | CP-ASSURE-CPE280-1S-36M | ChargePoint Assure for CPE280 stations. Includes parts and labor coverage, network operating center (NOC) monitoring, targeted services levels and performance reporting. Priced per station. 36 Months | 6645 | 6512.1
ChargePoint | Warranty/SLA/O&M | CP-ASSURE-CPE280-1S-48M | CP-ASSURE-CPE280-1S-48M | ChargePoint Assure for CPE280 stations. Includes parts and labor coverage, network operating center (NOC) monitoring, targeted services levels and performance reporting. Priced per station. 48 Months | 8670 | 8496.6
ChargePoint | Warranty/SLA/O&M | CP-ASSURE-CPE280-1S-60M | CP-ASSURE-CPE280-1S-60M | ChargePoint Assure for CPE280 stations. Includes parts and labor coverage, network operating center (NOC) monitoring, targeted services levels and performance reporting. Priced per station. 60 Months | 10485 | 10275.3
ChargePoint | Warranty/SLA/O&M | CP-ASSURE-CPF50-1S-12M | CP-ASSURE-CPF50-1S-12M | ChargePoint Assure for CPF50 stations. Includes parts and labor coverage, network operating center (NOC) monitoring, targeted services levels and performance reporting. Priced per station. 12 Months | 140 | 137.2
ChargePoint | Warranty/SLA/O&M | CP-ASSURE-CPF50-1S-24M | CP-ASSURE-CPF50-1S-24M | ChargePoint Assure for CPF50 stations. Includes parts and labor coverage, network operating center (NOC) monitoring, targeted services levels and performance reporting. Priced per station. 24 Months | 275 | 269.5
ChargePoint | Warranty/SLA/O&M | CP-ASSURE-CPF50-1S-36M | CP-ASSURE-CPF50-1S-36M | ChargePoint Assure for CPF50 stations. Includes parts and labor coverage, network operating center (NOC) monitoring, targeted services levels and performance reporting. Priced per station. 36 Months | 400 | 392
ChargePoint | Warranty/SLA/O&M | CP-ASSURE-CPF50-1S-48M | CP-ASSURE-CPF50-1S-48M | ChargePoint Assure for CPF50 stations. Includes parts and labor coverage, network operating center (NOC) monitoring, targeted services levels and performance reporting. Priced per station. 48 Months | 525 | 514.5
ChargePoint | Warranty/SLA/O&M | CP-ASSURE-CPF50-1S-60M | CP-ASSURE-CPF50-1S-60M | ChargePoint Assure for CPF50 stations. Includes parts and labor coverage, network operating center (NOC) monitoring, targeted services levels and performance reporting. Priced per station. 60 Months | 630 | 617.4
ChargePoint | Warranty/SLA/O&M | CP-ASSURE-CT4000-1S-12M | CP-ASSURE-CT4000-1S-12M | ChargePoint Assure for CT4000 stations. Includes parts and labor coverage, network operating center (NOC) monitoring, targeted services levels and performance reporting. Priced per station. 12 Months | 540 | 529.2
ChargePoint | Warranty/SLA/O&M | CP-ASSURE-CT4000-1S-24M | CP-ASSURE-CT4000-1S-24M | ChargePoint Assure for CT4000 stations. Includes parts and labor coverage, network operating center (NOC) monitoring, targeted services levels and performance reporting. Priced per station. 24 Months | 1060 | 1038.8
ChargePoint | Warranty/SLA/O&M | CP-ASSURE-CT4000-1S-36M | CP-ASSURE-CT4000-1S-36M | ChargePoint Assure for CT4000 stations. Includes parts and labor coverage, network operating center (NOC) monitoring, targeted services levels and performance reporting. Priced per station. 36 Months | 1540 | 1509.2
ChargePoint | Warranty/SLA/O&M | CP-ASSURE-CT4000-1S-48M | CP-ASSURE-CT4000-1S-48M | ChargePoint Assure for CT4000 stations. Includes parts and labor coverage, network operating center (NOC) monitoring, targeted services levels and performance reporting. Priced per station. 48 Months | 2010 | 1969.8
ChargePoint | Warranty/SLA/O&M | CP-ASSURE-CT4000-1S-60M | CP-ASSURE-CT4000-1S-60M | ChargePoint Assure for CT4000 stations. Includes parts and labor coverage, network operating center (NOC) monitoring, targeted services levels and performance reporting. Priced per station. 60 Months | 2430 | 2381.4
ChargePoint | Warranty/SLA/O&M | CP-ASSURE-POWER-BLOCK-1C-12M | CP-ASSURE-POWER-BLOCK-1C-12M | ChargePoint Assure for Power Block cabinets. Includes parts and labor coverage, network operating center (NOC) monitoring, targeted services levels and performance reporting. Priced per cabinet. 12 Months | 6450 | 6321
ChargePoint | Warranty/SLA/O&M | CP-ASSURE-POWER-BLOCK-1C-24M | CP-ASSURE-POWER-BLOCK-1C-24M | ChargePoint Assure for Power Block cabinets. Includes parts and labor coverage, network operating center (NOC) monitoring, targeted services levels and performance reporting. Priced per cabinet. 24 Months | 12645 | 12392.1
ChargePoint | Warranty/SLA/O&M | CP-ASSURE-POWER-BLOCK-1C-36M | CP-ASSURE-POWER-BLOCK-1C-36M | ChargePoint Assure for Power Block cabinets. Includes parts and labor coverage, network operating center (NOC) monitoring, targeted services levels and performance reporting. Priced per cabinet. 36 Months | 18385 | 18017.3
ChargePoint | Warranty/SLA/O&M | CP-ASSURE-POWER-BLOCK-1C-48M | CP-ASSURE-POWER-BLOCK-1C-48M | ChargePoint Assure for Power Block cabinets. Includes parts and labor coverage, network operating center (NOC) monitoring, targeted services levels and performance reporting. Priced per cabinet. 48 Months | 23995 | 23515.1
ChargePoint | Warranty/SLA/O&M | CP-ASSURE-POWER-BLOCK-1C-60M | CP-ASSURE-POWER-BLOCK-1C-60M | ChargePoint Assure for Power Block cabinets. Includes parts and labor coverage, network operating center (NOC) monitoring, targeted services levels and performance reporting. Priced per cabinet. 60 Months | 29025 | 28444.5
District Fleet | Installation/Ancillary | DFINST-100 | Level 2 Basic Installation Package | Per Port. Includes standard Level 2 charger mounting, electrical terminations, commissioning, startup, testing, and standard installation labor. Excludes trenching, conduit routing, concrete work, utility upgrades, and major electrical upgrades. | 1750 | 1715
District Fleet | Installation/Ancillary | DFINST-101 | Level 2 Concrete Pad Mount Installation | Per Each. Supply and installation of reinforced concrete equipment pad for pedestal-mounted Level 2 EV charging equipment. 24" x 24" x 1' deep. Includes excavation, forming, concrete placement, finishing, and anchor hardware. | 2850 | 2793
District Fleet | Installation/Ancillary | DFINST-102 | Level 2 Bollard Supply & Installation – 4" Bollard | Per Each. Supply and installation of 4-inch steel protective bollard including excavation, concrete foundation, paint, and installation. | 1850 | 1813
District Fleet | Installation/Ancillary | DFINST-103 | Level 2 Bollard Supply & Installation – 6" Bollard | Per Each. Supply and installation of 6-inch steel protective bollard including excavation, concrete foundation, paint, and installation. | 2150 | 2107
District Fleet | Installation/Ancillary | DFINST-104 | Level 2 40A Interior Conduit Installation | Per Linear Foot. Interior conduit installation for Level 2 EV charging infrastructure up to 40A capacity, including labor and standard installation materials. 1" EMT with 2 #8 THHN Condutors and #10 THHN Ground. Includes Supports. No wall penatrations included. | 40 | 39.2
District Fleet | Installation/Ancillary | DFINST-105 | Level 2 40A Underground Conduit Installation | Per Linear Foot. Underground conduit installation for Level 2 EV charging infrastructure up to 40A capacity. Includes trenching, conduit, conductors, backfill, labor, seed and straw. Excludes concrete and asphalt restoration. | 75 | 73.5
District Fleet | Installation/Ancillary | DFINST-106 | Level 2 80A Interior Conduit Installation | Per Linear Foot. Interior conduit installation for Level 2 EV charging infrastructure up to 80A capacity, including labor and standard installation materials. 1" EMT With 2#4 THHN Condutctors and #10 THHN Ground. Includes supports No wall penatrations included. | 45 | 44.1
District Fleet | Installation/Ancillary | DFINST-107 | Level 2 80A Underground Conduit Installation | Per Linear Foot. Underground conduit installation for Level 2 EV charging infrastructure up to 80A capacity. Includes trenching, conduit, conductors, backfill, labor, seed and straw. Excludes concrete and asphalt restoration. | 85 | 83.3
District Fleet | Installation/Ancillary | DFINST-108 | Level 2 Disconnect Switch Supply & Installation | Per Each. Supply and installation of electrical disconnect switch including mounting, conduit connections, conductors, terminations, and startup. | 2150 | 2107
District Fleet | Installation/Ancillary | DFINST-109 | EV Parking Striping | Per Parking Space. Preparation and application of pavement striping for designated EV charging spaces. | 450 | 441
District Fleet | Installation/Ancillary | DFINST-110 | EV Pavement Stencil Installation | Per Parking Space. Supply and application of EV charging pavement stencils and markings. | 450 | 441
District Fleet | Installation/Ancillary | DFINST-111 | EV Parking Signage Supply & Installation | Per Each. Supply and installation of MUTCD-compliant EV charging signage, post, mounting hardware, and installation. | 375 | 367.5
District Fleet | Installation/Ancillary | DFINST-112 | Electrical Panel Upgrade Services | Per Site. Electrical panel modification, replacement, expansion, or upgrade services required to support EV charging infrastructure installation. Equipment pricing based on project-specific manufacturer quotation. | Project Specific
District Fleet | Installation/Ancillary | DFINST-113 | Utility Coordination Services | Per Site. Utility application support, service upgrade coordination, make-ready coordination, utility interconnection support, and utility stakeholder meetings. | 3250 | 3185
District Fleet | Installation/Ancillary | DFINST-114 | Transformer Upgrade Coordination Services | Per Site. Coordination services associated with utility-owned or customer-owned transformer upgrades required to support EV charging infrastructure. | 5250 | 5145
District Fleet | Installation/Ancillary | DFINST-115 | Switchgear Coordination Services | Per Site. Coordination services associated with switchgear upgrades, replacement, integration, and commissioning required for EV charging infrastructure projects. | 7500 | 7350
District Fleet | Installation/Ancillary | DFINST-116 | Load Management System Integration | Per Site. Integration and configuration of EV load management systems, dynamic load balancing, power sharing, and energy management controls. | 3500 | 3430
District Fleet | Installation/Ancillary | DFINST-117 | EVSE Commissioning & Startup Services | Per Charger. Final commissioning, startup, testing, operational verification, and turnover documentation for EV charging infrastructure. | 1550 | 1519
District Fleet | Installation/Ancillary | DFINST-118 | EVSE Network Configuration & Activation Services | Per Charger. Network account setup, charger provisioning, software configuration, connectivity verification, user testing, and activation services. | 750 | 735
District Fleet | Installation/Ancillary | DFINST-200 | DC Fast Charger Basic Installation Package – All-in-One Charger | Per Charger. Includes mounting, electrical terminations, commissioning, startup, testing, and standard installation labor for all-in-one DC Fast Charging equipment. Excludes trenching, conduit routing, concrete work, utility upgrades, and major electrical upgrades. | 8900 | 8722
District Fleet | Installation/Ancillary | DFINST-201 | DC Fast Charger Basic Installation Package – Dispenser Based System | Per Charger. Includes mounting, electrical terminations, commissioning, startup, testing, and standard installation labor for dispenser-based DC Fast Charging systems. Excludes trenching, conduit routing, concrete work, utility upgrades, and major electrical upgrades. | 9500 | 9310
District Fleet | Installation/Ancillary | DFINST-202 | DC Fast Charger Concrete Pad Mount Installation – All-in-One Charger | Per Each. Supply and installation of reinforced concrete equipment pad for all-in-one DC Fast Charging equipment. | 6000 | 5880
District Fleet | Installation/Ancillary | DFINST-203 | DC Fast Charger Concrete Pad Mount Installation – Dispenser | Per Each. Supply and installation of reinforced concrete equipment pad for DC Fast Charger dispensers. | 4650 | 4557
District Fleet | Installation/Ancillary | DFINST-204 | DC Fast Charger Concrete Pad Mount Installation – Power Cabinet / Rectifier Unit | Per Each. Supply and installation of reinforced concrete equipment pad for DC Fast Charger power cabinets, rectifier cabinets, and associated infrastructure. | 4650 | 4557
District Fleet | Installation/Ancillary | DFINST-205 | DC Fast Charger Underground Conduit Installation | Per Linear Foot. Underground conduit installation including conduit, conductors, trenching, backfill, communications conduit, labor, and standard installation materials. Excludes concrete and asphalt restoration. | 225 | 220.5
District Fleet | Installation/Ancillary | DFINST-206 | DC Fast Charger Disconnect Switch Supply & Installation | Per Each. Supply and installation of DC Fast Charger disconnect switch including mounting, conductors, terminations, and startup. | 6000 | 5880
District Fleet | Installation/Ancillary | DFINST-207 | DC Fast Charger Transformer Coordination Services | Per Site. Coordination services associated with transformer upgrades, utility make-ready requirements, and stakeholder coordination required for DC Fast Charging projects. | 5500 | 5390
District Fleet | Installation/Ancillary | DFINST-208 | DC Fast Charger Switchgear Coordination Services | Per Site. Coordination services associated with switchgear upgrades, replacement, integration, and commissioning required for DC Fast Charging infrastructure projects. | 7500 | 7350
District Fleet | Installation/Ancillary | DFINST-209 | DCFC Commissioning & Startup Services | Per Charger. Final commissioning, startup, testing, operational verification, software validation, and turnover documentation for DC Fast Charging infrastructure. | 3250 | 3185
District Fleet | Installation/Ancillary | DFELEC-100 | Electrical Distribution Equipment | Per Each. Customer-specific electrical distribution equipment including panelboards, switchboards, switchgear, transformers, CT cabinets, meter cabinets, load centers, and associated electrical infrastructure required to support EV charging installations. MSRP based on project-specific manufacturer quotation. Discount: 2% Off MSRP. | Project Specific
District Fleet | Installation/Ancillary | DFELEC-101 | Electrical Distribution Equipment Integration Services | Per Site. Engineering, procurement, integration, startup, testing, commissioning, and coordination services associated with electrical distribution equipment required to support EV charging infrastructure projects. | 7500 | 7350
District Fleet | Installation/Ancillary | DFELEC-102 | Utility Service Upgrade Equipment | Per Site. Utility-required service equipment, metering equipment, service entrance equipment, and associated electrical infrastructure required to support EV charging installations. MSRP based on project-specific manufacturer quotation. Discount: 2% Off MSRP. | Project Specific
District Fleet | Installation/Ancillary | DFLAB-100 | Electrical Labor Services | Per Hour. Licensed electrical labor services associated with EV charging infrastructure installation, commissioning, troubleshooting, repair, and support activities. | 185 | 181.3
District Fleet | Installation/Ancillary | DFLAB-101 | Master Electrician Labor Services | Per Hour. Master electrician labor services associated with electrical supervision, permitting support, service upgrades, troubleshooting, and commissioning activities. | 255 | 249.9
District Fleet | Installation/Ancillary | DFLAB-102 | Prevailing Wage Electrical Labor Services | Per Hour. Prevailing wage electrical labor services associated with EV charging infrastructure installation and construction activities where required by project conditions or applicable regulations. | 275 | 269.5
District Fleet | Installation/Ancillary | DFLAB-103 | Project Management Services | Per Hour. Project management, scheduling, procurement, subcontractor coordination, customer meetings, reporting, and project oversight services associated with EV charging infrastructure projects. | 195 | 191.1
District Fleet | Installation/Ancillary | DFLAB-104 | EVSE Technician Services | Per Hour. EV charging station technician services, troubleshooting, testing, software configuration, network configuration, and operational services. | 185 | 181.3
District Fleet | Installation/Ancillary | DFLAB-105 | General Labor Services | Per Hour. General field labor services associated with EV charging infrastructure installation and support activities. | 125 | 122.5
District Fleet | Installation/Ancillary | DFLAB-106 | Truck Roll | Per Day. Field service vehicle, mobilization, travel, tools, and standard field support equipment associated with on-site project activities. | 450 | 441
District Fleet | Installation/Ancillary | DFLAB-107 | Travel | Per Hour. Travel time associated with project execution, support services, commissioning, troubleshooting, and project-related activities. | 120 | 117.6
Tritium Power Solutions | Level 3 Hardware | TFRU400 | TRI-FLEX RU 400KW | TRI-FLEX RECTIFICATION UNIT - 400KW | 45750 | 44606.25
Tritium Power Solutions | Level 3 Hardware | TFRU800 | TRI-FLEX RU 800KW | TRI-FLEX RECTIFICATION UNIT - 800KW | 64452 | 62840.7
Tritium Power Solutions | Level 3 Hardware | TFDC400 | TRI-FLEX DCPU 400KW | TRI-FLEX DC POWER UNIT - 400KW | 55002 | 53626.95
Tritium Power Solutions | Level 3 Hardware | TFDC800 | TRI-FLEX DCPU 800KW | TRI-FLEX DC POWER UNIT - 800KW | 81978 | 79928.55
Tritium Power Solutions | Level 3 Hardware | TFD100 | TRI-FLEX DISPENSER 100KW | TRI-FLEX DISPENSER 100KW DUAL 6M CABLE WITH CABLE MANAGEMENT | 20682 | 20164.95
Tritium Power Solutions | Level 3 Hardware | TFD400 | TRI-FLEX DISPENSER 400KW | TRI-FLEX DISPENSER 400KW DUAL 6M CABLE WITH CABLE MANAGEMENT | 26856 | 26184.6
Tritium Power Solutions | Level 3 Hardware | TFD600 | TRI-FLEX DISPENSER 600KW | TRI-FLEX DISPENSER 600KW DUAL 6M CABLE WITH CABLE MANAGEMENT | 34710 | 33842.25
Tritium Power Solutions | Level 3 Hardware | TFRFID | TRI-FLEX DISPENSER RFID READER | TRI-FLEX DISPENSER RFID READER | 288 | 280.8
Tritium Power Solutions | Level 3 Hardware | TFCCR | TRI-FLEX DISPENSER CREDIT CARD READER | TRI FLEX DISPENSER CREDIT CARD READER | 1020 | 994.5
Tritium Power Solutions | Level 3 Hardware | TFCDV | TRI-FLEX CUSTOMER DESIGNED VINYL | CUSTOMER DESIGNED VINYL FOR TRI-FLEX DISPENSER | 708 | 690.3
Tritium Power Solutions | Level 3 Hardware | TFW-HUB | TRI-FLEX CABINET WARRANTY EXTENSION | TRI-FLEX HUB WARRANTY EXTENSION (PER YEAR) | 3866.4 | 3769.74
Tritium Power Solutions | Level 3 Hardware | TFW-DIS | TRI-FLEX DISPENSER WARRANTY EXTENSION | TRI-FLEX DISPENSER WARRANTY EXTENSION (PER YEAR) | 1074 | 1047.15
Tritium Power Solutions | Warranty/SLA/O&M | TPS-SERVICE-001 | Case Diagnosis = 3 DAYS | Advanced SLA: Case diagnosis means a Tritium Support Engineer has either (i) returned the Product to service remotely, or (ii) determined that onsite intervention is required. | 552 | 538.2
Tritium Power Solutions | Warranty/SLA/O&M | TPS-SERVICE-002 | Remote Services + Parts Dispatch = 3 DAYS + 5 DAYS | Advanced SLA: Case Diagnosis + Parts Dispatch means that Tritium has released the required component(s) for the relevant Product fault. | 957.6 | 933.66
Tritium Power Solutions | Warranty/SLA/O&M | TPS-SERVICE-003 | Remote services + Parts + Technician | Advanced SLA: Remote Services + Parts + Technician | 2354.4 | 2295.54
Tritium Power Solutions | Warranty/SLA/O&M | TPS-SERVICE-004 | Case Diagnosis = 3 DAYS | Premium SLA: Case diagnosis means a Tritium Support Engineer has either (i) returned the Product to service remotely, or (ii) determined that onsite intervention is required. | 708 | 690.3
Tritium Power Solutions | Warranty/SLA/O&M | TPS-SERVICE-005 | Remote Services + Parts Dispatch = 1 DAY + 2 DAYS | Premium SLA: Case Diagnosis + Parts Dispatch means that Tritium has released the required component(s) for the relevant Product fault. | 1209.6 | 1179.36
Tritium Power Solutions | Warranty/SLA/O&M | TPS-SERVICE-006 | Remote services + Parts + Technician | Premium SLA: Remote Services + Parts + Technician | 3057.6 | 2981.16
Tritium Power Solutions | Warranty/SLA/O&M | TPS-SERVICE-007 | Remote Hours (ad hoc, per hour) | Remote Hours (ad hoc, per hour) | 180 | 175.5
Tritium Power Solutions | Warranty/SLA/O&M | TPS-SERVICE-008 | Remote Hours (Prepaid with sale, 10h) | Remote Hours (Prepaid with Sale, 10h) | 1080 | 1053
Tritium Power Solutions | Warranty/SLA/O&M | TPS-SERVICE-009 | Remote Hours (Prepaid with sale, 25h) | Remote Hours (Prepaid with Sale, 25h) | 2700 | 2632.5
Tritium Power Solutions | Warranty/SLA/O&M | TPS-SERVICE-010 | Cable Care | Covers 2 cables replacements per year on a charger - customer must purchase CableCare on 20% of their fleet | 2400 | 2340
Tritium Power Solutions | Warranty/SLA/O&M | TPS-SERVICE-011 | Tritium Care | Bundle of 10 x Remote Hours, 1 x Preventative Maintenance, and 2 x Training Sessions (30% off total price) | 1713.6 | 1670.76
Tritium Power Solutions | Warranty/SLA/O&M | TPS-SERVICE-012 | My Tritium | Asset management platform that covers reporting, management and documentation | 0 | 0
Tritium Power Solutions | Warranty/SLA/O&M | TPS-SERVICE-013 | My Tritium Premium - Small Fleet | MyTritium Premium for 1-20 chargers | 1198.8 | 1168.83
Tritium Power Solutions | Warranty/SLA/O&M | TPS-SERVICE-014 | My Tritium Premium - Medium Fleet | My Tritium Premium for 21-50 chargers | 2998.8 | 2923.83
Tritium Power Solutions | Warranty/SLA/O&M | TPS-SERVICE-015 | My Tritium Premium - Large Fleet | My Tritium Premium for 51-100 chargers | 5398.8 | 5263.83
Tritium Power Solutions | Warranty/SLA/O&M | TPS-SERVICE-016 | My Tritium Premium - Enterprise fleet | My Tritium Premium for >100 chargers - price on application | 204 | 198.9
Tritium Power Solutions | Warranty/SLA/O&M | TPS-SERVICE-017 | Training Certification - Installation | Online or instructor-led courses that certify techs to install and service Tritium products. Please note this is required for warranty validation, and valid for one year. | 204 | 198.9
Tritium Power Solutions | Warranty/SLA/O&M | TPS-SERVICE-018 | Training Certification - Maintenance | Online or instructor-led courses that certify techs to install and service Tritium products. Please note this is required for warranty validation, and valid for one year. | 396 | 386.1
Tritium Power Solutions | Warranty/SLA/O&M | TPS-SERVICE-019 | Training Certification - Install + Maintenance Bundle | Online or instructor-led courses that certify techs to install and service Tritium products. Please note this is required for warranty validation, and valid for one year. | 102 | 99.45
Tritium Power Solutions | Warranty/SLA/O&M | RTM-2YR-EXT | RTM75 Warranty Extension 2 YR Parts Only | RTM75 Warranty Extension 2 YR Parts Only | 3200 | 3120
Kempower | Installation/Ancillary | 9990035 | Kempower 3-Day Onsite | Kempower 3-Day Onsite | 7800 | 7644
Kempower | Installation/Ancillary | ACADEMY10 | Kempower Academy Trainer 10 | Kempower Academy Trainer 10 | 2250 | 2205
Kempower | Installation/Ancillary | 9990070 | Kempower 2-day hand-on technical training | Kempower 2-day hand-on technical training (Onsite) | 5350 | 5243
This shape represents a table slicer. Table slicers are not supported in this version of Excel. If the shape was modified in an earlier version of Excel, or if the workbook was saved in Excel 2007 or earlier, the slicer can't be used.
This shape represents a table slicer. Table slicers are not supported in this version of Excel. If the shape was modified in an earlier version of Excel, or if the workbook was saved in Excel 2007 or earlier, the slicer can't be used.