## NASPO 8.25
Product Name | Product Family | SKU | Product Description | Old MSRP | New MSRP | New Prices | Discount off MSRP
ICE-32AC Gen 2, J1772 ACL2 Charger | Charger | L32G2-T1-R | AC Level 2 Wallbox, Gen 2, 6.66kW @ 208V / 7.68kW @ 240V max. output, 208/240Vac out, 208/240Vac 1p input, Single SAE J1772 (32A, 25ft), Cellular, RFID | NEW PRODUCT | 2500 | 1897.5 | 24.1%
ICE-32AC Gen 2, J1772 ACL2 Charger, InControl Mobile Payment App | Charger | L32G2-T1-I | (For FedEx Only) AC Level 2 Wallbox, Gen 2, 6.66kW @ 208V / 7.68kW @ 240V max. output, 208/240Vac out, 208/240Vac 1p input, Single SAE J1772 (32A, 25ft), Cellular, RFID, InControl Mobile Payment Application Ready | NEW PRODUCT | 2500 | 2012.5 | 19.5%
ICE-32AC Gen 2, J1772 ACL2 Charger, EV Connect Mobile Payment App | Charger | L32G2-T1-A | AC Level 2 Wallbox, Gen 2, 6.66kW @ 208V / 7.68kW @ 240V max. output, 208/240Vac out, 208/240Vac 1p input, Single SAE J1772 (32A, 25ft), Cellular, RFID, EV Connect Mobile Payment Application Ready | NEW PRODUCT | 2500 | 2012.5 | 19.5%
ICE-40AC Gen 2, J1772 ACL2 Charger | Charger | L40G2-T1-R | AC Level 2 Wallbox, Gen 2, 8.32kW @ 208V / 9.6kW @ 240V max. output, 208/240Vac out, 208/240Vac 1p input, Single SAE J1772 (40A, 25ft), Cellular, RFID | NEW PRODUCT | 2500 | 1897.5 | 24.1%
ICE-40AC Gen 2, J1772 ACL2 Charger, InControl Mobile Payment App | Charger | L40G2-T1-I | (For FedEx Only) AC Level 2 Wallbox, Gen 2, 8.32kW @ 208V / 9.6kW @ 240V max. output, 208/240Vac out, 208/240Vac 1p input, Single SAE J1772 (40A, 25ft), Cellular, RFID, InControl Mobile Payment Application Ready | NEW PRODUCT | 2500 | 2012.5 | 19.5%
ICE-40AC Gen 2, J1772 ACL2 Charger, EV Connect Mobile Payment App | Charger | L40G2-T1-A | AC Level 2 Wallbox, Gen 2, 8.32kW @ 208V / 9.6kW @ 240V max. output, 208/240Vac out, 208/240Vac 1p input, Single SAE J1772 (40A, 25ft), Cellular, RFID, EV Connect Mobile Payment Application Ready | NEW PRODUCT | 2500 | 2012.5 | 19.5%
ICE-48AC Gen 2, J1772 ACL2 Charger | Charger | L48G2-T1-R | AC Level 2 Wallbox, Gen 2, 9.98kW @ 208V / 11.52kW @ 240V max. output, 208/240Vac out, 208/240Vac 1p input, Single SAE J1772 (48A, 25ft), Cellular, RFID | NEW PRODUCT | 2500 | 1897.5 | 24.1%
ICE-48AC Gen 2, J1772 ACL2 Charger, InControl Mobile Payment App | Charger | L48G2-T1-I | (For FedEx Only) AC Level 2 Wallbox, Gen 2, 9.98kW @ 208V / 11.52kW @ 240V max. output, 208/240Vac out, 208/240Vac 1p input, Single SAE J1772 (48A, 25ft), Cellular, RFID, InControl Mobile Payment Application Ready | NEW PRODUCT | 2500 | 2012.5 | 19.5%
ICE-48AC Gen 2, J1772 ACL2 Charger, EV Connect Mobile Payment App | Charger | L48G2-T1-A | AC Level 2 Wallbox, Gen 2, 9.98kW @ 208V / 11.52kW @ 240V max. output, 208/240Vac out, 208/240Vac 1p input, Single SAE J1772 (48A, 25ft), Cellular, RFID, EV Connect Mobile Payment Application Ready | NEW PRODUCT | 2500 | 2012.5 | 19.5%
ICE-55AC Gen 2, J1772 ACL2 Charger | Charger | L55G2-T1-R | (For FedEx Only) AC Level 2 Wallbox, Gen 2, 11.44kW @ 208V / 13.2kW @ 240V max. output, 208/240Vac out, 208/240Vac 1p input, Single SAE J1772 (55A, 25ft), Cellular, RFID | NEW PRODUCT | 2500 | 1897.5 | 24.1%
ICE-55AC Gen 2, J1772 ACL2 Charger, InControl Mobile Payment App | Charger | L55G2-T1-I | (For FedEx Only) AC Level 2 Wallbox, Gen 2, 11.44kW @ 208V / 13.2kW @ 240V max. output, 208/240Vac out, 208/240Vac 1p input, Single SAE J1772 (55A, 25ft), Cellular, RFID, InControl Mobile Payment Application Ready | NEW PRODUCT | 2500 | 2012.5 | 19.5%
ICE-55AC Gen 2, J1772 ACL2 Charger, EV Connect Mobile Payment App | Charger | L55G2-T1-A | AC Level 2 Wallbox, Gen 2, 11.44kW @ 208V / 13.2kW @ 240V max. output, 208/240Vac out, 208/240Vac 1p input, Single SAE J1772 (55A, 25ft), Cellular, RFID, EV Connect Mobile Payment Application Ready | NEW PRODUCT | 2500 | 2012.5 | 19.5%
ICE-80AC Gen 2, J1772 ACL2 Charger | Charger | L80G2-T1-R | AC Level 2 Wallbox, Gen 2, 16.64kW @ 208V / 19.2kW @ 240V max. output, 208/240Vac out, 208/240Vac 1p input, Single SAE J1772 (80A, 25ft), Cellular, RFID, ISO 15118 Plug & Share, OCPP 2.0.1, CTEP Compliant | NEW PRODUCT | 2500 | 1897.5 | 24.1%
ICE-80AC Gen 2, J1772 ACL2 Charger, InControl Mobile Payment App | Charger | L80G2-T1-I | (For FedEx Only) AC Level 2 Wallbox, Gen 2, 16.64kW @ 208V / 19.2kW @ 240V max. output, 208/240Vac out, 208/240Vac 1p input, Single SAE J1772 (80A, 25ft), Cellular, RFID, ISO 15118 Plug & Share, OCPP 2.0.1, CTEP Compliant, InControl Mobile Payment Application Ready | NEW PRODUCT | 2500 | 2012.5 | 19.5%
ICE-80AC Gen 2, J1772 ACL2 Charger, EV Connect Mobile Payment App | Charger | L80G2-T1-A | AC Level 2 Wallbox, Gen 2, 16.64kW @ 208V / 19.2kW @ 240V max. output, 208/240Vac out, 208/240Vac 1p input, Single SAE J1772 (80A, 25ft), Cellular, RFID, ISO 15118 Plug & Share, OCPP 2.0.1, CTEP Compliant, , EV Connect Mobile Payment Application Ready | NEW PRODUCT | 2500 | 2012.5 | 19.5%
ICE-80AC Gen 2, NACS ACL2 Charger | Charger | L80G2-NS-R | AC Level 2 Wallbox, Gen 2, 16.64kW @ 208V / 19.2kW @ 240V max. output, 208/240Vac out, 208/240Vac 1p input, Single NACS (80A, 25ft), Cellular, RFID, ISO 15118 Plug & Share, OCPP 2.0.1, CTEP Compliant | NEW PRODUCT | 2500 | 1897.5 | 24.1%
Tesla 48AC, NACS with J1772 Adapter ACL2 Charger | Charger | TE48-NS-R | Tesla AC Level 2 Wallbox, 11.5kW max. output, 240Vac 1p input, Single NACS (48A, 24ft), w/ J1772 Adapter, Cellular, RFID, Energy Star (Must purchase 3 years of Preventative Maintenance/InService Plan) | NEW PRODUCT | 685 | 685 | 0%
Zerova 48AC J1772 ACL2, AX Series | Charger | ZE48-T1-R | For Walmart Only - Zerova AC Level 2 Wallbox, 11.5kW max. output, 240Vac 1p input, Single SAE J1772 (48A, 25ft), Cellular, RFID, ISO15118, CTEP Certified, OCPP, Energy Star, AX Series | NEW PRODUCT | 1847 | 1847 | 0%
Zerova 48AC J1772 ACL2, AW Series | Charger | ZE48AW-T1-R | For Walmart Only - Zerova AC Level 2 Wallbox, 11.5kW max. output, 240Vac 1p input, Single SAE J1772 (48A, 25ft), Cellular, RFID, ISO15118, CTEP Certified, OCPP, Energy Star, AW Series | NEW PRODUCT | 1947 | 1947 | 0%
ICE Dual 80AC J1772 ACL2 | Charger | Z80-T1T1-R | AC Level 2 Wallbox, Dual 19.2kW max. output, 240Vac out, 240Vac 1p input, Dual SAE J1772 (80A, 25ft), Cellular, RFID | NEW PRODUCT | 5599 | 4611.5 | 17.64%
ICE Dual 80AC ACL2, EV Connect Mobile Payment App | Charger | Z80-T1T1-A | AC Level 2 Wallbox, Dual 19.2kW max. output, 240Vac out, 240Vac 1p input, Dual SAE J1772 (80A, 25ft), Cellular, RFID, EV Connect Mobile Payment Application | 5699 | 5699 | 4726.5 | 17.06%
ICE Dual 80AC ACL2 (BAA) | Charger | Z80-T1T1-R-BA | AC Level 2 Wallbox, Dual 19.2kW max. output, 240Vac out, 240Vac 1p input, Dual SAE J1772 (80A, 25ft), Cellular, RFID (BAA Compliant) | 8199 | 8199 | 6696.45 | 18.33%
ICE Dual 80AC ACL2, EV Connect Mobile Payment App (BAA) | Charger | Z80-T1T1-A-BA | AC Level 2 Wallbox, Dual 19.2kW max. output, 240Vac out, 240Vac 1p input, Dual SAE J1772 (80A, 25ft), Cellular, RFID, EV Connect Mobile Payment Application (BAA Compliant) | 8299 | 8299 | 6811.45 | 17.92%
ICE-30 CCS1 | Charger | I30-C1-R | DC Wallbox, 30kW max. output, 150 - 1000Vdc out, 480V 3p Input, CCS1 (125A, 16ft), Wallmount, Cellular, RFID | 20500 | 13500 | 13500 | 0%
ICE-30 CCS1 Long | Charger | I30-C1L-R | DC Wallbox, 30kW max. output, 150 - 1000Vdc out, 480V 3p Input, CCS1 (125A, 25ft), Wallmount, Cellular, RFID | 22580 | 15900 | 15519.25 | 2.395%
ICE-30 CCS1, EV Connect Mobile Payment App | Charger | I30-C1-A | DC Wallbox, 30kW max. output, 150 - 1000Vdc out, 480V 3p Input, CCS1 (125A, 16ft), Wallmount, Cellular, RFID, EV Connect Mobile Payment Application | 13600 | 13600 | 13600 | 0%
ICE-30 CCS1 Long, InControl Mobile Payment App | Charger | I30-C1L-I | (For FedEx Only) DC Wallbox, 30kW max. output, 150 - 1000Vdc out, 480V 3p Input, CCS1 (125A, 25ft), Wallmount, Cellular, RFID, InControl Mobile Payment Application Ready | NEW PRODUCT | 16000 | 15634.25 | 2.286%
ICE-30 CCS1, CCR | Charger | I30-C1-C | DC Wallbox, 30kW max. output, 150 - 1000Vdc out, 480V 3p Input, CCS1 (125A, 16ft), Wallmount, Cellular, RFID, Credit Card Reader | 15500 | 15500 | 15500 | 0%
ICE-30 NACS | Charger | I30-NS-R | DC Wallbox, 30kW max. output, 150 - 1000Vdc out, 480V 3p Input, NACS (16ft), Wallmount, Cellular, RFID | 15900 | 15900 | 15519.25 | 2.395%
ICE-30 CCS1 / CCS1 | Charger | I30-C1C1-R | DC Wallbox, 30kW max. output, 150 - 1000Vdc out, 480V 3p Input, Dual CCS1 (125A, 16ft), Wallmount, Cellular, RFID | 22950 | 16500 | 16500 | 0%
ICE-30 CCS1 / CCS1 Long | Charger | I30-C1C1L-R | DC Wallbox, 30kW max. output, 150 - 1000Vdc out, 480V 3p Input, CCS1 (125A, 16ft) / CCS1 (125A, 25ft), Wallmount, Cellular, RFID | 25370 | 18900 | 18394.25 | 2.676%
ICE-30 CCS1 Long / CCS1 Long | Charger | I30-C1LC1L-R | DC Wallbox, 30kW max. output, 150 - 1000Vdc out, 480V 3p Input, Dual CCS1 (125A, 25ft), Wallmount, Cellular, RFID | 27790 | 21300 | 20119.25 | 5.543%
ICE-30 CCS1 / CCS1, InControl Mobile Payment App | Charger | I30-C1C1-I | (For FedEx Only) DC Wallbox, 30kW max. output, 150 - 1000Vdc out, 480V 3p Input, Dual CCS1 (125A, 16ft) , Wallmount, Cellular, RFID, InControl Mobile Payment Application Ready | NEW PRODUCT | 16600 | 16600 | 0%
ICE-30 CCS1 / CCS1, EV Connect Mobile Payment App | Charger | I30-C1C1-A | DC Wallbox, 30kW max. output, 150 - 1000Vdc out, 480V 3p Input, Dual CCS1 (125A, 16ft) , Wallmount, Cellular, RFID, EV Connect Mobile Payment Application | 16600 | 16600 | 16600 | 0%
ICE-30 CCS1 / CCS1, CCR | Charger | I30-C1C1-C | DC Wallbox, 30kW max. output, 150 - 1000Vdc out, 480V 3p Input, Dual CCS1 (125A, 16ft) , Wallmount, Cellular, RFID, Credit Card Reader | 24616 | 18500 | 18500 | 0%
ICE-30 CCS1 / NACS | Charger | I30-C1NS-R | DC Wallbox, 30kW max. output, 150 - 1000Vdc out, 480V 3p Input, CCS1 (125A, 16ft), NACS (16ft), Wallmount, Cellular, RFID | 18900 | 18900 | 18394.25 | 2.676%
ICE-30 CCS1 / NACS, EV Connect Mobile Payment App | Charger | I30-C1NS-A | DC Wallbox, 30kW max. output, 150 - 1000Vdc out, 480V 3p Input, CCS1 (125A, 16ft), NACS (16ft), Wallmount, Cellular, RFID, EV Connect Mobile Payment Application | NEW PRODUCT | 18910 | 18509.25 | 2.119%
ICE-30 CCS1 / NACS Long | Charger | I30-C1NSL-R | DC Wallbox, 30kW max. output, 150 - 1000Vdc out, 480V 3p Input, CCS1 (125A, 16ft), NACS (25ft), Wallmount, Cellular, RFID | NEW PRODUCT | 21300 | 20119.25 | 5.543%
ICE-30 CCS1 Long / NACS Long | Charger | I30-C1LNSL-R | DC Wallbox, 30kW max. output, 150 - 1000Vdc out, 480V 3p Input, CCS1 (125A, 25ft), NACS (25ft), Wallmount, Cellular, RFID | NEW PRODUCT | 23700 | 21844.25 | 7.83%
ICE-30 CCS1 / CCS2 | Charger | I30-C1C2-R | DC Wallbox, 30kW max. output, 150 - 1000Vdc out, 480V 3p Input, CCS1 (125A, 16ft) / CCS2 (125A), Wallmount, Cellular, RFID | 27110 | 21000 | 19544.25 | 6.932%
ICE-30 CCS1 / CHAdeMO | Charger | I30-C1CH-R | DC Wallbox, 30kW max. output, 150 - 1000Vdc out, 480V 3p Input, CCS1 (125A, 16ft) / CHAdeMO (125A, 18ft), Wallmount, Cellular, RFID | 21000 | 21000 | 19544.25 | 6.932%
ICE-30 CCS1 / GBT | Charger | I30-C1GB-R | DC Wallbox, 30kW max. output, 150 - 1000Vdc out, 480V 3p Input, CCS1 (125A, 16ft) / GBT (125A), Wallmount, Cellular, RFID | NEW PRODUCT | 21000 | 19544.25 | 6.932%
ICE-30 NACS / NACS | Charger | I30-NSNS-R | DC Wallbox, 30kW max. output, 150 - 1000Vdc out, 480V 3p Input, NACS (200A, 16ft) / NACS (200A, 16ft), Wallmount, Cellular, RFID | NEW PRODUCT | 21000 | 20119.25 | 4.194%
ICE-30 NACS / GBT | Charger | I30-NSGB-R | DC Wallbox, 30kW max. output, 150 - 1000Vdc out, 480V 3p Input, NACS (16ft) / GB/T (125A), Wallmount, Cellular, RFID | 25500 | 25500 | 21269.25 | 16.59%
ICE-30 NACS / CCS2 | Charger | I30-NSC2-R | DC Wallbox, 30kW max. output, 150 - 1000Vdc out, 480V 3p Input, NACS (16ft) / CCS2 (125A, 16ft), Wallmount, Cellular, RFID | 25500 | 25500 | 21269.25 | 16.59%
ICE-30 NACS / CHAdeMO | Charger | I30-NSCH-R | DC Wallbox, 30kW max. output, 150 - 1000Vdc out, 480V 3p Input, NACS (16ft) / CHAdeMO (125A, 18ft), Wallmount, Cellular, RFID | NEW PRODUCT | 25500 | 21269.25 | 16.59%
ICE-30 CCS2 / GBT | Charger | I30-C2GB-R | DC Wallbox, 30kW max. output, 150 - 1000Vdc out, 480V 3p Input, CCS2 (125A, 16ft) & GB/T (125A), Wallmount, Cellular, RFID | 26000 | 26000 | 22419.25 | 13.77%
ICE-30 CHAdeMO / GBT | Charger | I30-CHGB-R | DC Wallbox, 30kW max. output, 150 - 1000Vdc out, 480V 3p Input, CHAdeMO (125A, 18ft) & GB/T (125A, 25ft), Wallmount, Cellular, RFID | NEW PRODUCT | 26000 | 22419.25 | 13.77%
ICE-30 CCS1 (BAA) | Charger | I30-C1-R-BA | DC Wallbox, 30kW max. output, 150 - 1000Vdc out, 480V 3p Input, CCS1 (150A, 16ft), Wallmount, Cellular, RFID (BAA Compliant) | 24995 | 25000 | 16744 | 33.02%
ICE-30 CCS1 Long (BAA) | Charger | I30-C1L-R-BA | DC Wallbox, 30kW max. output, 150 - 1000Vdc out, 480V 3p Input, CCS1 (150A, 25ft) , Wallmount, Cellular, RFID (BAA Compliant) | 27075 | 27000 | 18469 | 31.6%
ICE-30 CCS1 / CCS1 (BAA) | Charger | I30-C1C1-R-BA | DC Wallbox, 30kW max. output, 150 - 1000Vdc out, 480V 3p Input, Dual CCS1 (150A, 16ft), Wallmount, Cellular, RFID (BAA Compliant) | 27995 | 28000 | 19147.5 | 31.62%
ICE-30 CCS1 / CCS1 Long (BAA) | Charger | I30-C1C1L-R-BA | DC Wallbox, 30kW max. output, 150 - 1000Vdc out, 480V 3p Input, CCS1 (150A, 16ft) / CCS1 (150A, 25ft), Wallmount, Cellular, RFID (BAA Compliant) | 30415 | 31000 | 20872.5 | 32.67%
ICE-30 CCS1 Long / CCS1 Long (BAA) | Charger | I30-C1LC1L-R-BA | DC Wallbox, 30kW max. output, 150 - 1000Vdc out, 480V 3p Input, Dual CCS1 (150A, 25ft), Wallmount, Cellular, RFID (BAA Compliant) | 32835 | 33000 | 22597.5 | 31.52%
ICE-30 CCS1, Small Mobile Cart Bundle | Charger | I30-C1-SDMC | Bundle Includes ICE-30 CCS1 (125A, 16ft) Charger, Small Mobile Cart, 60A Pin and Sleeve 25ft Male Cable, Female Receptacle, Shipping and Packaging. InControl Subscription NOT Included. | NEW PRODUCT | 20680 | 20680 | 0%
ICE-30 CCS1, Large Mobile Cart Bundle | Charger | I30-C1-LDMC | Bundle Includes ICE-30 CCS1 (125A, 16ft) Charger, Large Mobile Cart, 60A Pin and Sleeve 25ft Male Cable, Female Receptacle, 45kVa Transformer, Shipping and Packaging. InControl Subscription NOT Included. | NEW PRODUCT | 25497 | 25497 | 0%
ICE-60 DCWB CCS1 / CCS1 | Charger | I60W-C1C1-R | DC Wallbox, 60kW max. output, 150 - 1000Vdc out, 480V 3p Input, Dual CCS1 (200A, 16ft), Wallmount, Cellular, RFID, AC to DC | 27000 | 34000 | 28865 | 15.1%
ICE-60 DCWB CCS1 Long / CCS1 Long | Charger | I60W-C1LC1L-R | DC Wallbox, 60kW max. output, 150 - 1000Vdc out, 480V 3p Input, Dual CCS1 (200A, 25ft), Wallmount, Cellular, RFID, AC to DC | NEW PRODUCT | 37000 | 32315 | 12.66%
ICE-60 DCWB CCS1 Long / CCS1 Long, InControl Mobile Payment App | Charger | I60W-C1LC1L-I | (For FedEx Only) DC Wallbox, 60kW max. output, 150 - 1000Vdc out, 480V 3p Input, Dual CCS1 (200A, 25ft), Wallmount, Cellular, RFID, AC to DC, InControl Mobile Payment Application | NEW PRODUCT | 37100 | 32430 | 12.59%
ICE-60 DCWB CCS1 / CCS1, EV Connect Mobile Payment App | Charger | I60W-C1C1-A | DC Wallbox, 60kW max. output, 150 - 1000Vdc out, 480V 3p Input, Dual CCS1 (200A, 16ft), Wallmount, Cellular, RFID, AC to DC, EV Connect Mobile Payment Application | NEW PRODUCT | 34100 | 28980 | 15.01%
ICE-60 DCWB CCS1 / CCS1 (DC to DC) | Charger | I60WD-C1C1-R | (NOT FOR SALE) DC Wallbox, 60kW max. output, 150 - 1000Vdc out, 300-880Vdc Input, Dual CCS1 (200A, 16ft), Wallmount, Cellular, RFID, DC to DC | NEW PRODUCT | 30000 | 27830 | 7.233%
ICE-60 DCWB CCS1 / CCS1 (BAA) | Charger | I60W-C1C1-R-BA | DC Wallbox, 60kW max. output, 150 - 1000Vdc out, 480V 3p Input, Dual CCS1 (200A, 16ft), Wallmount, Cellular, RFID, AC to DC, BAA Compliant | 34000 | 34000 | 28865 | 15.1%
ICE-60 DCWB CCS1 / CCS1 Long (BAA) | Charger | I60W-C1C1L-R-BA | DC Wallbox, 60kW max. output, 150 - 1000Vdc out, 480V 3p Input, CCS1 (200A, 16ft) / CCS1 (200A, 25ft), Wallmount, Cellular, RFID, AC to DC, BAA Compliant |  | 35500 | 30590 | 13.83%
ICE-60 DCWB CCS1 Long / CCS1 Long (BAA) | Charger | I60W-C1LC1L-R-BA | DC Wallbox, 60kW max. output, 150 - 1000Vdc out, 480V 3p Input, Dual CCS1 (200A, 25ft), Wallmount, Cellular, RFID, AC to DC, BAA Compliant | 37000 | 37000 | 32315 | 12.66%
ICE-60 DCWB CCS1 Long / CCS1 Long, EV Connect Mobile Payment App (BAA) | Charger | I60W-C1LC1L-A-BA | DC Wallbox, 60kW max. output, 150 - 1000Vdc out, 480V 3p Input, Dual CCS1 (200A, 25ft), Wallmount, Cellular, RFID, EV Connect Mobile Payment Application, AC to DC, BAA Compliant | 37100 | 37100 | 32430 | 12.59%
ICE-60 CCS1 / CCS1 | Charger | I60-C1C1-R | DC Fastcharger, 60kW max. output, 150 - 1000Vdc out, 480V 3p Input, Dual CCS1 (200A, 16ft), All-in-One, Cellular, RFID | 49047 | 33000 | 28238.25 | 14.43%
ICE-60 CCS1 / CCS1 Long | Charger | I60-C1C1L-R | DC Fastcharger, 60kW max. output, 150 - 1000Vdc out, 480V 3p Input, CCS1 (200A, 16ft) / CCS1 (200A, 25ft), All-in-One, Cellular, RFID | 52067 | 36000 | 29963.25 | 16.77%
ICE-60 CCS1 Long / CCS1 Long | Charger | I60-C1LC1L-R | DC Fastcharger, 60kW max. output, 150 - 1000Vdc out, 480V 3p Input, Dual CCS1 (200A, 25ft), All-in-One, Cellular, RFID | 55087 | 39000 | 31688.25 | 18.75%
ICE-60 CCS1 / CCS1, InControl Mobile Payment App | Charger | I60-C1C1-I | (For FedEx Only) DC Fastcharger, 60kW max. output, 150 - 1000Vdc out, 480V 3p Input, Dual CCS1 (200A, 16ft), All-in-One, Cellular, RFID, InControl Mobile Payment Application | NEW PRODUCT | 39100 | 28353.25 | 27.49%
ICE-60 CCS1 / CCS1, EV Connect Mobile Payment App | Charger | I60-C1C1-A | DC Fastcharger, 60kW max. output, 150 - 1000Vdc out, 480V 3p Input, Dual CCS1 (200A, 16ft), All-in-One, Cellular, RFID, EV Connect Mobile Payment Application | 39100 | 39100 | 28353.25 | 27.49%
ICE-60 CCS1 Long / CCS1 Long, InControl Mobile Payment App | Charger | I60-C1LC1L-I | (For FedEx Only) DC Fastcharger, 60kW max. output, 150 - 1000Vdc out, 480V 3p Input, Dual CCS1 (200A, 25ft), All-in-One, Cellular, RFID, InControl Mobile Payment Application Ready | NEW PRODUCT | 39100 | 31803.25 | 18.66%
ICE-60 CCS1 / CCS1, CCR | Charger | I60-C1C1-C | DC Fastcharger, 60kW max. output, 150 - 1000Vdc out, 480V 3p Input, Dual CCS1 (200A, 16ft), All-in-One, Cellular, RFID, Credit Card Reader | 50313 | 35000 | 29579.15 | 15.49%
ICE-60 CCS1 Long / CCS1 Long, CCR | Charger | I60-C1LC1L-C | DC Fastcharger, 60kW max. output, 150 - 1000Vdc out, 480V 3p Input, Dual CCS1 (200A, 25ft), All-in-One, Cellular, RFID & Credit Card Reader | 41000 | 41000 | 33029.15 | 19.44%
ICE-60 CCS1 / NACS | Charger | I60-C1NS-R | DC Fastcharger, 60kW max. output, 150 - 1000Vdc out, 480V 3p Input, CCS1 (200A, 16ft), NACS (200A, 16ft) , All-in-One, Cellular, RFID | 36000 | 36000 | 29963.25 | 16.77%
ICE-60 CCS1 / NACS Long | Charger | I60-C1NSL-R | DC Fastcharger, 60kW max. output, 150 - 1000Vdc out, 480V 3p Input, CCS1 (200A, 16ft), NACS (200A, 25ft) , All-in-One, Cellular, RFID | NEW PRODUCT | 39000 | 31688.25 | 18.75%
ICE-60 CCS1 Long / NACS Long | Charger | I60-C1LNSL-R | DC Fastcharger, 60kW max. output, 150 - 1000Vdc out, 480V 3p Input, CCS1 (200A, 25ft), NACS (200A, 25ft) , All-in-One, Cellular, RFID | NEW PRODUCT | 42000 | 33413.25 | 20.44%
ICE-60 CCS1 / NACS, EV Connect Mobile Payment App | Charger | I60-C1NS-A | DC Fastcharger, 60kW max. output, 150 - 1000Vdc out, 480V 3p Input, CCS1 (200A, 16ft), NACS (16ft) , All-in-One, Cellular, RFID, EV Connect Mobile Payment Application | NEW PRODUCT | 36100 | 30078.25 | 16.68%
ICE-60 CCS1 / NACS, CCR | Charger | I60-C1NS-C | DC Fastcharger, 60kW max. output, 150 - 1000Vdc out, 480V 3p Input, CCS1 (200A, 16ft), NACS (200A, 16ft) , All-in-One, Cellular, RFID & Credit Card Reader | NEW PRODUCT | 38000 | 31419.15 | 17.32%
ICE-60 CCS1 Long / NACS Long, EV Connect Mobile Payment App | Charger | I60-C1LNSL-A | DC Fastcharger, 60kW max. output, 150 - 1000Vdc out, 480V 3p Input, CCS1 (200A, 25ft), NACS (200A, 25ft) , All-in-One, Cellular, RFID, EV Connect Mobile Payment Application | NEW PRODUCT | 42100 | 33528.25 | 20.36%
ICE-60 CCS1 / CHAdeMO | Charger | I60-C1CH-R | DC Fastcharger, 60kW max. output, 150 - 1000Vdc out, 480V 3p Input, CCS1 (200A, 16ft) / CHAdeMO (125A), All-in-One, Cellular, RFID | 38000 | 38000 | 31113.25 | 18.12%
ICE-60 CCS1 / CHAdeMO, EV Connect Mobile Payment App | Charger | I60-C1CH-A | DC Fastcharger, 60kW max. output, 150 - 1000Vdc out, 480V 3p Input, CCS1 (200A, 16ft) / CHAdeMO (125A), All-in-One, Cellular, RFID, EV Connect Mobile Payment Application | NEW PRODUCT | 38100 | 31228.25 | 18.04%
ICE-60 CCS1 / CHAdeMO, CCR | Charger | I60-C1CH-C | DC Fastcharger, 60kW max. output, 150 - 1000Vdc out, 480V 3p Input, CCS1 (200A, 16ft) / CHAdeMO (125A), All-in-One, Cellular, RFID & Credit Card Reader | 40000 | 40000 | 32569.15 | 18.58%
ICE-60 NACS / NACS | Charger | I60-NSNS-R | DC Fastcharger, 60kW max. output, 150 - 1000Vdc out, 480V 3p Input, NACS (200A, 16ft), NACS (200A,16ft) , All-in-One, Cellular, RFID | NEW PRODUCT | 39000 | 31688.25 | 18.75%
ICE-60 NACS / CCS2 | Charger | I60-NSC2-R | DC Fastcharger, 60kW max. output, 150 - 1000Vdc out, 480V 3p Input, NACS (200A, 16ft), CCS2 (200A,16ft) , All-in-One, Cellular, RFID | NEW PRODUCT | 41000 | 32838.25 | 19.91%
ICE-120 CCS1 / CCS1 | Charger | I120-C1C1-R | DC Fastcharger, 120kW max. output, 150 - 1000Vdc out, 480V 3p Input, Dual CCS1 (200A, 16ft), All-in-One, Cellular, RFID | 84655 | 60000 | 37944.25 | 36.76%
ICE-120 CCS1 / CCS1 Long | Charger | I120-C1C1L-R | DC Fastcharger, 120kW max. output, 150 - 1000Vdc out, 480V 3p Input, CCS1 (200A, 16ft), CCS1 (200A, 25ft), All-in-One, Cellular, RFID | 63000 | 63000 | 39669.25 | 37.03%
ICE-120 CCS1 Long / CCS1 Long | Charger | I120-C1LC1L-R | DC Fastcharger, 120kW max. output, 150 - 1000Vdc out, 480V 3p Input, Dual CCS1 (200A, 25ft), All-in-One, Cellular, RFID | 90695 | 66000 | 41394.25 | 37.28%
ICE-120 CCS1 / CCS1, InControl Mobile Payment App | Charger | I120-C1C1-I | (For FedEx Only) DC Fastcharger, 120kW max. output, 150 - 1000Vdc out, 480V 3p Input, Dual CCS1 (200A, 16ft), All-in-One, Cellular, RFID, InControl Mobile Payment Application | NEW PRODUCT | 60100 | 38059.25 | 36.67%
ICE-120 CCS1 / CCS1, EV Connect Mobile Payment App | Charger | I120-C1C1-A | DC Fastcharger, 120kW max. output, 150 - 1000Vdc out, 480V 3p Input, Dual CCS1 (200A, 16ft), All-in-One, Cellular, RFID, EV Connect Mobile Payment Application | 60100 | 60100 | 38059.25 | 36.67%
ICE-120 CCS1 / CCS1, CCR | Charger | I120-C1C1-C | DC Fastcharger, 120kW max. output, 150 - 1000Vdc out, 480V 3p Input, Dual CCS1 (200A, 16ft), All-in-One, Cellular, RFID & Credit Card Reader | 85921 | 62000 | 39400.15 | 36.45%
ICE-120 CCS1 Long / CCS1 Long, CCR | Charger | I120-C1LC1L-C | DC Fastcharger, 120kW max. output, 150 - 1000Vdc out, 480V 3p Input, Dual CCS1 (200A, 25ft), All-in-One, Cellular, RFID & Credit Card Reader | 68000 | 68000 | 42850.15 | 36.99%
ICE-120 CCS1 / NACS | Charger | I120-C1NS-R | DC Fastcharger, 120kW max. output, 150 - 1000Vdc out, 480V 3p Input, CCS1 (200A, 16ft) / NACS (200A, 16ft), All-in-One, Cellular, RFID | 63000 | 63000 | 39669.25 | 37.03%
ICE-120 CCS1 / NACS, EV Connect Mobile Payment App | Charger | I120-C1NS-A | DC Fastcharger, 120kW max. output, 150 - 1000Vdc out, 480V 3p Input, CCS1 (200A, 16ft) / NACS (200A, 16ft), All-in-One, Cellular, RFID, EV Connect Mobile Payment Application | NEW PRODUCT | 63100 | 39784.25 | 36.95%
ICE-120 CCS1 / NACS, CCR | Charger | I120-C1NS-C | DC Fastcharger, 120kW max. output, 150 - 1000Vdc out, 480V 3p Input, CCS1 (200A, 16ft) / NACS (200A, 16ft), All-in-One, Cellular, RFID & Credit Card Reader | NEW PRODUCT | 65000 | 41125.15 | 36.73%
ICE-120 CCS1 / CHAdeMO | Charger | I120-C1CH-R | DC Fastcharger, 120kW max. output, 150 - 1000Vdc out, 480V 3p Input, CCS1 (200A, 16ft) / CHAdeMO (125A), All-in-One, Cellular, RFID | 65000 | 65000 | 40819.25 | 37.2%
ICE-120 CCS1 / CHAdeMO, CCR | Charger | I120-C1CH-C | DC Fastcharger, 120kW max. output, 150 - 1000Vdc out, 480V 3p Input, CCS1 (200A, 16ft) / CHAdeMO (125A), All-in-One, Cellular, RFID & Credit Card Reader | 67000 | 67000 | 42275.15 | 36.9%
ICE-120 CCS1 / GBT | Charger | I120-C1GB-R | DC Fastcharger, 120kW max. output, 150 - 1000Vdc out, 480V 3p Input, CCS1 (200A, 16ft) & GB/T (200A), All-in-One, Cellular, RFID | 65000 | 65000 | 40819.25 | 37.2%
ICE-120 NACS / NACS | Charger | I120-NSNS-R | DC Fastcharger, 120kW max. output, 150 - 1000Vdc out, 480V 3p Input, NACS (200A, 16ft) / NACS (200A, 16ft), All-in-One, Cellular, RFID | NEW PRODUCT | 66000 | 41394.25 | 37.28%
ICE-120HC CCS1 / CCS1 | Charger | I120H-C1C1-R | DC Fastcharger, 120kW max. output, 150 - 1000Vdc out, 480V 3p Input, Dual CCS1 (300A, 16ft), All-in-One, Cellular, RFID | 94015 | 68000 | 48294.25 | 28.98%
ICE-120HC CCS1 Long / CCS1 Long | Charger | I120H-C1LC1L-R | DC Fastcharger, 120kW max. output, 150 - 1000Vdc out, 480V 3p Input, Dual CCS1 (300A, 25ft), All-in-One, Cellular, RFID | 70000 | 70000 | 51744.25 | 26.08%
ICE-120HC CCS1 Long / CCS1 Long, InControl Mobile Payment App | Charger | I120H-C1LC1L-I | (For FedEx Only) DC Fastcharger, 120kW max. output, 150 - 1000Vdc out, 480V 3p Input, Dual CCS1 (300A, 25ft), All-in-One, Cellular, RFID, InControl Mobile Payment Application Ready | NEW PRODUCT | 70100 | 51859.25 | 26.02%
ICE-120HC CCS1 / CCS1, EV Connect Mobile Payment App | Charger | I120H-C1C1-A | DC Fastcharger, 120kW max. output, 150 - 1000Vdc out, 480V 3p Input, Dual CCS1 (300A, 16ft), All-in-One, Cellular, RFID, EV Connect Mobile Payment Application | 68100 | 68100 | 48409.25 | 28.91%
ICE-120HC CCS1 Long / CCS1 Long, EV Connect Mobile Payment App | Charger | I120H-C1LC1L-A | DC Fastcharger, 120kW max. output, 150 - 1000Vdc out, 480V 3p Input, Dual CCS1 (300A, 25ft), All-in-One, Cellular, RFID, EV Connect Mobile Payment Application | 70100 | 70100 | 51974.25 | 25.86%
ICE-120HC CCS1 / CCS1, CCR | Charger | I120H-C1C1-C | DC Fastcharger, 120kW max. output, 150 - 1000Vdc out, 480V 3p Input, Dual CCS1 (300A, 16ft), All-in-One, Cellular, RFID, Credit Card Reader | 95281 | 70000 | 49750.15 | 28.93%
ICE-120HC CCS1 Long / CCS1 Long, CCR | Charger | I120H-C1LC1L-C | DC Fastcharger, 120kW max. output, 150 - 1000Vdc out, 480V 3p Input, Dual CCS1 (300A, 25ft), All-in-One, Cellular, RFID, Credit Card Reader | 72000 | 72000 | 53200.15 | 26.11%
ICE-120HC CCS1 / NACS | Charger | I120H-C1NS-R | DC Fastcharger, 120kW max. output, 150 - 1000Vdc out, 480V 3p Input, CCS1 (300A, 16ft) / NACS (300A, 16ft), All-in-One, Cellular, RFID | 68000 | 68000 | 50019.25 | 26.44%
ICE-120HC CCS1 / NACS, CCR | Charger | I120H-C1NS-C | DC Fastcharger, 120kW max. output, 150 - 1000Vdc out, 480V 3p Input, CCS1 (300A, 16ft) / NACS (300A, 16ft), All-in-One, Cellular, RFID, Credit Card Reader | NEW PRODUCT | 70000 | 51475.15 | 26.46%
ICE-180 CCS1 / CCS1 | Charger | I180-C1C1-R | DC Fastcharger, 180kW max. output, 150 - 1000Vdc out, 480V 3p Input, Dual CCS1 (200A, 16ft), All-in-One, Cellular, RFID | 103278 | 85000 | 50594.25 | 40.48%
ICE-180 CCS1 Long / CCS1 Long | Charger | I180-C1LC1L-R | DC Fastcharger, 180kW max. output, 150 - 1000Vdc out, 480V 3p Input, Dual CCS1 (200A, 25ft), All-in-One, Cellular, RFID | 109318 | 91000 | 54044.25 | 40.61%
ICE-180 CCS1 / CCS1, InControl Mobile Payment App | Charger | I180-C1C1-I | (For FedEx Only) DC Fastcharger, 180kW max. output, 150 - 1000Vdc out, 480V 3p Input, Dual CCS1 (200A, 16ft), All-in-One, Cellular, RFID, InControl Mobile Payment Application | NEW PRODUCT | 85100 | 50709.25 | 40.41%
ICE-180 CCS1 / CCS1, EV Connect Mobile Payment App | Charger | I180-C1C1-A | DC Fastcharger, 180kW max. output, 150 - 1000Vdc out, 480V 3p Input, Dual CCS1 (200A, 16ft), All-in-One, Cellular, RFID, EV Connect Mobile Payment Application | 85100 | 85100 | 50709.25 | 40.41%
ICE-180 CCS1 / CCS1, CCR | Charger | I180-C1C1-C | DC Fastcharger, 180kW max. output, 150 - 1000Vdc out, 480V 3p Input, Dual CCS1 (200A, 16ft), All-in-One, Cellular, RFID & Credit Card Reader | 104544 | 87000 | 52050.15 | 40.17%
ICE-180 CCS1 / NACS | Charger | I180-C1NS-R | DC Fastcharger, 180kW max. output, 150 - 1000Vdc out, 480V 3p Input, CCS1 (200A, 16ft) / NACS (16ft), All-in-One, Cellular, RFID | 88000 | 86500 | 52319.25 | 39.52%
ICE-180 CCS1 / NACS Long | Charger | I180-C1NSL-R | DC Fastcharger, 180kW max. output, 150 - 1000Vdc out, 480V 3p Input, CCS1 (200A, 16ft) / NACS (200A, 25ft), All-in-One, Cellular, RFID | NEW PRODUCT | 89500 | 54044.25 | 39.62%
ICE-180 CCS1 Long / NACS Long | Charger | I180-C1LNSL-R | DC Fastcharger, 180kW max. output, 150 - 1000Vdc out, 480V 3p Input, CCS1 (200A, 25ft) / NACS (200A, 25ft), All-in-One, Cellular, RFID | NEW PRODUCT | 92500 | 55769.25 | 39.71%
ICE-180 NACS / NACS | Charger | I180-NSNS-R | DC Fastcharger, 180kW max. output, 150 - 1000Vdc out, 480V 3p Input, Dual NACS (200A, 16ft), All-in-One, Cellular, RFID | NEW PRODUCT | 88000 | 54044.25 | 38.59%
ICE-180 CCS1 / CCS2 | Charger | I180-C1C2-R | DC Fastcharger, 180kW max. output, 150 - 1000Vdc out, 480V 3p Input, CCS1 (200A, 16ft) / CCS2 (200A), All-in-One, Cellular, RFID | 107438 | 90000 | 53469.25 | 40.59%
ICE-180 CCS1 / CHAdeMO | Charger | I180-C1CH-R | DC Fastcharger, 180kW max. output, 150 - 1000Vdc out, 480V 3p Input, CCS1 (200A, 16ft) / CHAdeMO (125A), All-in-One, Cellular, RFID | 90000 | 90000 | 53469.25 | 40.59%
ICE-180 CCS1 / CHAdeMO, EV Connect Mobile Payment App | Charger | I180-C1CH-A | DC Fastcharger, 180kW max. output, 150 - 1000Vdc out, 480V 3p Input, CCS1 (200A, 16ft) / CHAdeMO (125A), All-in-One, Cellular, RFID, EV Connect Mobile Payment Application | 90100 | 90100 | 53584.25 | 40.53%
ICE-180 CCS1 / CHAdeMO, CCR | Charger | I180-C1CH-C | DC Fastcharger, 180kW max. output, 150 - 1000Vdc out, 480V 3p Input, CCS1 (200A, 16ft) / CHAdeMO (125A), All-in-One, Cellular, RFID & Credit Card Reader | 92000 | 92000 | 54925.15 | 40.3%
ICE-180HC CCS1 / CCS1 | Charger | I180H-C1C1-R | DC Fastcharger, 180kW max. output, 150 - 1000Vdc out, 480V 3p Input, Dual CCS1 (300A, 16ft), All-in-One, Cellular, RFID | 112638 | 93000 | 54044.25 | 41.89%
ICE-180HC CCS1 Long / CCS1 Long | Charger | I180H-C1LC1L-R | DC Fastcharger, 180kW max. output, 150 - 1000Vdc out, 480V 3p Input, Dual CCS1 (300A, 25ft), All-in-One, Cellular, RFID | 95000 | 95000 | 57494.25 | 39.48%
ICE-180HC CCS1 / CCS1, EV Connect Mobile Payment App | Charger | I180H-C1C1-A | DC Fastcharger, 180kW max. output, 150 - 1000Vdc out, 480V 3p Input, Dual CCS1 (300A, 16ft), All-in-One, Cellular, RFID, EV Connect Mobile Payment Application | 93100 | 93100 | 54159.25 | 41.83%
ICE-180HC CCS1 Long / CCS1 Long, InControl Mobile Payment App | Charger | I180H-C1LC1L-I | (For FedEx Only) DC Fastcharger, 180kW max. output, 150 - 1000Vdc out, 480V 3p Input, Dual CCS1 (300A, 25ft), All-in-One, Cellular, RFID, InControl Mobile Payment Application Ready | NEW PRODUCT | 95100 | 57609.25 | 39.42%
ICE-180HC CCS1 Long / CCS1 Long, EV Connect Mobile Payment App | Charger | I180H-C1LC1L-A | DC Fastcharger, 180kW max. output, 150 - 1000Vdc out, 480V 3p Input, Dual CCS1 (300A, 25ft), All-in-One, Cellular, RFID, EV Connect Mobile Payment Application | 95100 | 95100 | 57609.25 | 39.42%
ICE-180HC CCS1 / CCS1, CCR | Charger | I180H-C1C1-C | DC Fastcharger, 180kW max. output, 150 - 1000Vdc out, 480V 3p Input, Dual CCS1 (300A, 16ft), All-in-One, Cellular, RFID & Credit Card Reader | 113904 | 95000 | 55500.15 | 41.58%
ICE-180HC CCS1 Long / CCS1 Long, CCR | Charger | I180H-C1LC1L-C | DC Fastcharger, 180kW max. output, 150 - 1000Vdc out, 480V 3p Input, Dual CCS1 (300A, 25ft), All-in-One, Cellular, RFID & Credit Card Reader | 97000 | 97000 | 58950.15 | 39.23%
ICE-180HC CCS1 / NACS | Charger | I180H-C1NS-R | DC Fastcharger, 180kW max. output, 150 - 1000Vdc out, 480V 3p Input, CCS1 (300A, 16ft) / NACS (300A, 16ft) All-in-One, Cellular, RFID | 93000 | 93000 | 55769.25 | 40.03%
ICE-180HC CCS1 / NACS, EV Connect Mobile Payment App | Charger | I180H-C1NS-A | DC Fastcharger, 180kW max. output, 150 - 1000Vdc out, 480V 3p Input, CCS1 (300A, 16ft) / NACS (300A, 16ft) All-in-One, Cellular, RFID, EV Connect Mobile Payment Application | NEW PRODUCT | 93100 | 55884.25 | 39.97%
ICE-180HC CCS1 / NACS, CCR | Charger | I180H-C1NS-C | DC Fastcharger, 180kW max. output, 150 - 1000Vdc out, 480V 3p Input, CCS1 (300A, 16ft) / NACS (300A, 16ft) All-in-One, Cellular, RFID & Credit Card Reader | NEW PRODUCT | 95000 | 57225.15 | 39.76%
ICE-180HC CCS1 / NACS Long, CCR | Charger | I180H-C1NSL-C | DC Fastcharger, 180kW max. output, 150 - 1000Vdc out, 480V 3p Input, CCS1 (300A, 16ft) / NACS (380A, 25ft) All-in-One, Cellular, RFID, Credit Card Reader | NEW PRODUCT | 96000 | 58950.15 | 38.59%
ICE-180HC CCS1 Long / NACS Long | Charger | I180H-C1LNSL-R | DC Fastcharger, 180kW max. output, 150 - 1000Vdc out, 480V 3p Input, CCS1 (300A, 25ft) / NACS (380A, 25ft) All-in-One, Cellular, RFID | NEW PRODUCT | 97000 | 59219.25 | 38.95%
ICE-180HC CCS1 Long / NACS Long, CCR | Charger | I180H-C1LNSL-C | DC Fastcharger, 180kW max. output, 150 - 1000Vdc out, 480V 3p Input, CCS1 (300A, 25ft) / NACS (380A, 25ft) All-in-One, Cellular, RFID, Credit Card Reader | NEW PRODUCT | 98000 | 60675.15 | 38.09%
ICE-180HC NACS / NACS | Charger | I180H-NSNS-R | DC Fastcharger, 180kW max. output, 150 - 1000Vdc out, 480V 3p Input, NACS (380A, 16ft) / NACS (300A, 16ft) All-in-One, Cellular, RFID | NEW PRODUCT | 95000 | 57494.25 | 39.48%
ICE-180HC NACS Long / NACS Long | Charger | I180H-NSLNSL-R | DC Fastcharger, 180kW max. output, 150 - 1000Vdc out, 480V 3p Input, NACS (380A, 25ft) / NACS (380A, 25ft) All-in-One, Cellular, RFID | NEW PRODUCT | 95000 | 60944.25 | 35.85%
ICE-180HC NACS / NACS, CCR | Charger | I180H-NSNS-C | DC Fastcharger, 180kW max. output, 150 - 1000Vdc out, 480V 3p Input, NACS (380A, 16ft) / NACS (300A, 16ft) All-in-One, Cellular, RFID & Credit Card Reader | NEW PRODUCT | 97000 | 58950.15 | 39.23%
ICE-22 V2X CCS1 | Charger | I22-C1-R | DC Wallbox, Bi-Directional 22kW max. output, 150 - 1000Vdc out, 480V 3p Input, CCS1 (125A, 16ft), Wallmount, Cellular, RFID | 24864 | 26000 | 25300 | 2.692%
ICE-22 V2X CCS1 Long | Charger | I22-C1L-R | DC Wallbox, Bi-Directional 22kW max. output, 150 - 1000Vdc out, 480V 3p Input, CCS1 (125A, 25ft), Wallmount, Cellular, RFID | 27264 | 27500 | 27025 | 1.727%
ICE-22 V2X CHAdeMO | Charger | I22-CH-R | DC Wallbox, Bi-Directional 22kW max. output, 150 - 1000Vdc out, 480V 3p Input, CHAdeMO (125A, 18ft), Wallmount, Cellular, RFID | 27264 | 27500 | 27025 | 1.727%
ICE-22 V2X CCS1 (BAA) | Charger | I22-C1-R-BA | DC Wallbox, Bi-Directional 22kW max. output, 150 - 1000Vdc out, 480V 3p Input, CCS1 (125A, 16ft), Wallmount, Cellular, RFID (BAA Compliant) | NEW PRODUCT | 30000 | 29900 | 0.3333%
ICE-22 V2X CCS1 Long (BAA) | Charger | I22-C1L-R-BA | DC Wallbox, Bi-Directional 22kW max. output, 150 - 1000Vdc out, 480V 3p Input, CCS1 (125A, 25ft), Wallmount, Cellular, RFID (BAA Compliant) | NEW PRODUCT | 32000 | 31625 | 1.172%
ICE-44 V2X CCS1 / CCS1 | Charger | I44-C1C1-R | DC Wallbox, Bi-Directional 44kW max. output, 150 - 1000Vdc out, 480V 3p Input, Dual CCS1 (200A, 16ft), Wallmount, Cellular, RFID | 44712 | 44712 | 39094.25 | 12.56%
ICE-44 V2X CCS1 / CCS1 Long | Charger | I44-C1C1L-R | DC Wallbox, Bi-Directional 44kW max. output, 150 - 1000Vdc out, 480V 3p Input, CCS1 (200A, 16ft) / CCS1 (200A, 25ft), Wallmount, Cellular, RFID | 47412 | 46212 | 40819.25 | 11.67%
ICE-44 V2X CCS1 Long / CCS1 Long | Charger | I44-C1LC1L-R | DC Wallbox, Bi-Directional 44kW max. output, 150 - 1000Vdc out, 480V 3p Input, Dual CCS1 (200A, 25ft), Wallmount, Cellular, RFID | 50112 | 47712 | 42544.25 | 10.83%
ICE-44 V2X CCS1 / NACS | Charger | I44-C1NS-R | NOT FOR SALE - DC Wallbox, Bi-Directional 44kW max. output, 150 - 1000Vdc out, 480V 3p Input, CCS1 (200A, 16ft), NACS (200A, 16ft) Wallmount, Cellular, RFID | NEW PRODUCT | 46212 | 40819.25 | 11.67%
ICE-44 V2X CCS1 / CCS1 (BAA) | Charger | I44-C1C1-R-BA | DC Wallbox, Bi-Directional 44kW max. output, 150 - 1000Vdc out, 480V 3p Input, Dual CCS1 (200A, 16ft), Wallmount, Cellular, RFID (BAA Compliant) | NEW PRODUCT | 56000 | 43694.25 | 21.97%
ICE-44 V2X CCS1 Long / CCS1 Long (BAA) | Charger | I44-C1LC1L-R-BA | DC Wallbox, Bi-Directional 44kW max. output, 150 - 1000Vdc out, 480V 3p Input, Dual CCS1 (200A, 25ft), Wallmount, Cellular, RFID (BAA Compliant) | NEW PRODUCT | 59000 | 48294.25 | 18.15%
ICE-66 V2X CCS1 / CCS1 | Charger | I66-C1C1-R | (Available Q3 of 2025) DC Fastcharger, Bi-Directional 66kW max. output, 150 - 1000Vdc out, 480V 3p Input, Dual CCS1 (200A, 16ft), All-in-One, Cellular, RFID | 64466 | 64466 | 49122.25 | 23.8%
ICE-66 V2X CCS1 Long / CCS1 Long | Charger | I66-C1LC1L-R | (Available Q3 of 2025) DC Fastcharger, Bi-Directional 66kW max. output, 150 - 1000Vdc out, 480V 3p Input, Dual CCS1 (200A, 25ft), All-in-One, Cellular, RFID | NEW PRODUCT | 69866 | 52572.25 | 24.75%
ICE-132 V2X CCS1 Long / CCS1 Long | Charger | I132-C1LC1L-R | (Available Q3 of 2025) DC Fastcharger, Bi-Directional 132kW max. output, 150 - 1000Vdc out, 480V 3p Input, Dual CCS1 (200A, 25ft), All-in-One, Cellular, RFID | NEW PRODUCT | 90000 | 83622.25 | 7.086%
ICE-240 Power Cabinet | Power Cabinet | IPC240 | Power Cabinet for Split EV Charging System, 240kW output, 150 - 1000Vdc out, Supports up to 8 Ports, Dynamic Load Sharing Between Dispensers | 94595 | 94595 | 79252.25 | 16.22%
ICE-360 Power Cabinet | Power Cabinet | IPC360 | Power Cabinet for Split EV Charging System, 360 kW output, 150 - 1000Vdc out, Supports up to 8 Ports, Dynamic Load Sharing Between Dispensers | 110029.5 | 110029.5 | 92074.175 | 16.32%
ICE-480 Power Cabinet | Power Cabinet | IPC480 | Power Cabinet for Split EV Charging System, 480kW output, 150 - 1000Vdc out, Supports up to 8 Ports, Dynamic Load Sharing Between Dispensers | 125464 | 125464 | 104896.1 | 16.39%
ICE-600 Power Cabinet, 480kW output | Power Cabinet | IPC600-480 | Power Cabinet for Split EV Charging System, 480kW max. output, 150 - 1000Vdc out, Supports up to 10 Ports. | NEW PRODUCT | 180000 | 151800 | 15.67%
ICE-600 Power Cabinet | Power Cabinet | IPC600 | Power Cabinet for Split EV Charging System, 600kW max. output, 150 - 1000Vdc out, Supports up to 10 Ports. | 172000 | 215000 | 181700 | 15.49%
ICE-600 Power Cabinet (BAA) | Power Cabinet | IPC600-BA | (Available Q4 of 2025) Power Cabinet for Split EV Charging System, 600kW max. output, 150 - 1000Vdc out, Supports up to 10 Ports (BAA Compliant) | NEW PRODUCT | 215000 | 181700 | 15.49%
ICE Micro Dispenser CCS1 (200A, 16ft) | Charger | IMD200-C1 | ICE Micro Dispenser for ICE-600 Power Cabinet Charging System, Single CCS1 (200A, 16ft). Compatible with Gen 2 ICE-480. | NEW PRODUCT | 9550 | 8889.5 | 6.916%
ICE Micro Dispenser CCS1 (200A, 25ft) | Charger | IMD200-C1L | ICE Micro Dispenser for ICE-600 Power Cabinet Charging System, Single CCS1 (200A, 25ft). Compatible with Gen 2 ICE-480. | NEW PRODUCT | 11050 | 10614.5 | 3.941%
ICE Micro Dispenser CCS1 (300A, 16ft) | Charger | IMD300-C1 | ICE Micro Dispenser for ICE-600 Power Cabinet Charging System, Single CCS1 (300A, 16ft). Compatible with Gen 2 ICE-480. | NEW PRODUCT | 10650 | 9932.55 | 6.737%
ICE Micro Dispenser CCS1 (300A, 25ft) | Charger | IMD300-C1L | ICE Micro Dispenser for ICE-600 Power Cabinet Charging System, Single CCS1 (300A, 25ft). Compatible with Gen 2 ICE-480. | NEW PRODUCT | 12150 | 11657.55 | 4.053%
ICE Slim Line Dispenser CCS1 (500A, 16ft) | Charger | ID500-C1-R | Slim Line Dispenser for Split EV Charging System, CCS1 (500A, 16ft) liquid cooled, Cellular, RFID. Includes Light Bar and Cable Retractor. | 48545 | 48545 | 45219.15 | 6.851%
ICE Slim Line Dispenser CCS1 (500A, 16ft), CCR | Charger | ID500-C1-C | Slim Line Dispenser for Split EV Charging System, CCS1 (500A, 16ft) liquid cooled, Cellular, RFID, Credit Card Reader. Includes Light Bar and Cable Retractor. | 49811 | 49811 | 46675.05 | 6.296%
ICE Slim Line Dispenser CCS1 (200A, 16ft) / CCS1 (200A, 16ft) | Charger | ID200200-C1C1-R | Slim Line Dispenser for Split EV Charging System, Dual CCS1 (200A, 16ft), Cellular, RFID. Includes Light Bar and Cable Retractors. | 32000 | 32000 | 28138.2 | 12.07%
ICE Slim Line Dispenser CCS1 (200A, 25ft) / CCS1 (200A, 25ft) | Charger | ID200200-C1LC1L-R | Slim Line Dispenser for Split EV Charging System, Dual CCS1 (200A, 25t), Cellular, RFID. Includes Light Bar and Cable Retractors. | NEW PRODUCT | 38000 | 32738.2 | 13.85%
ICE Slim Line Dispenser CCS1 (200A, 16ft) / CCS1 (200A, 16ft), CCR | Charger | ID200200-C1C1-C | Slim Line Dispenser for Split EV Charging System, Dual CCS1 (200A, 16ft), Cellular, RFID, Credit Card Reader. Includes Light Bar and Cable Retractors. | 33266 | 33266 | 29594.1 | 11.04%
ICE Slim Line Dispenser CCS1 (300A, 16ft) / CCS1 (300A, 16ft) | Charger | ID300300-C1C1-R | Slim Line Dispenser for Split EV Charging System, Dual CCS1 (300A, 16ft) Cellular, RFID. Includes Light Bar and Cable Retractors. | 34269 | 34269 | 31068.4 | 9.34%
ICE Slim Line Dispenser CCS1 Long (300A, 25ft) / CCS1 Long (300A, 25ft) | Charger | ID300300-C1LC1L-R | Slim Line Dispenser for Split EV Charging System, Dual CCS1 (300A, 25ft), Cellular, RFID. Includes Light Bar and Cable Retractors. | 40309 | 40309 | 35668.4 | 11.51%
ICE Slim Line Dispenser CCS1 Long (300A, 25ft) / CCS1 Long (300A, 25ft) InControl Mobile Payment App | Charger | ID300300-C1LC1L-I | (For FedEx Only) Slim Line Dispenser for Split EV Charging System, Dual CCS1 (300A, 25ft), Cellular, RFID. Includes Light Bar and Cable Retractors. InControl Mobile Payment Application Ready | NEW PRODUCT | 40409 | 35783.4 | 11.45%
ICE Slim Line Dispenser CCS1 (300A, 16ft) / CCS1 (300A, 16ft), CCR | Charger | ID300300-C1C1-C | Slim Line Dispenser for Split EV Charging System, Dual CCS1 (300A, 16ft), Cellular, RFID, Credit Card Reader. Includes Light Bar and Cable Retractors. | 35535 | 35535 | 32524.3 | 8.472%
ICE Slim Line Dispenser CCS1 Long (300A, 25ft) / CCS1 Long (300A, 25ft), CCR | Charger | ID300300-C1LC1L-C | Slim Line Dispenser for Split EV Charging System, Dual CCS1 (300A, 25ft), Cellular, RFID, Credit Card Reader. Includes Light Bar and Cable Retractors. | 41575 | 41575 | 37124.3 | 10.71%
ICE Slim Line Dispenser CCS1 (500A, 16ft) / CCS1 (200A, 16ft) | Charger | ID500200-C1C1-R | Slim Line Dispenser for Split EV Charging System, CCS1 (500A, 16ft) liquid cooled / CCS1 (200A, 16ft), Cellular, RFID. Includes Light Bar and Cable Retractors. | 48545 | 48545 | 45219.15 | 6.851%
ICE Slim Line Dispenser CCS1 (500A, 16ft) / CCS1 Long (200A, 25ft) | Charger | ID500200-C1C1L-R | Slim Line Dispenser for Split EV Charging System, CCS1 (500A, 16ft) liquid cooled / CCS1 (200A, 25ft), Cellular, RFID. Includes Light Bar and Cable Retractors. | 51545 | 51545 | 47519.15 | 7.81%
ICE Slim Line Dispenser CCS1 (500A, 16ft) / CCS1 Long (200A, 25ft), InControl Mobile Payment App | Charger | ID500200-C1C1L-I | (For FedEx Only) Slim Line Dispenser for Split EV Charging System, CCS1 (500A, 16ft) liquid cooled / CCS1 (200A, 25ft), Cellular, RFID. Includes Light Bar and Cable Retractors. InControl Mobile Payment Application Ready | NEW PRODUCT | 51645 | 47634.15 | 7.766%
ICE Slim Line Dispenser CCS1 (500A, 16ft) / CCS1 (200A, 16ft), CCR | Charger | ID500200-C1C1-C | Slim Line Dispenser for Split EV Charging System, CCS1 (500A, 16ft) liquid cooled / CCS1 (200A, 16ft), Cellular, RFID, Credit Card Reader. Includes Light Bar and Cable Retractors. | 49811 | 49811 | 46675.05 | 6.296%
ICE Slim Line Dispenser CCS1 (500A, 16ft) / CCS1 (300A, 16ft) | Charger | ID500300-C1C1-R | Slim Line Dispenser for Split EV Charging System, CCS1 (500A, 16ft) liquid cooled / CCS1 (300A, 16ft), Cellular, RFID. Includes Light Bar and Cable Retractors. | 49545 | 49545 | 46369.15 | 6.41%
ICE Slim Line Dispenser CCS1 (500A, 16ft) / CCS1 Long (300A, 25ft) | Charger | ID500300-C1C1L-R | Slim Line Dispenser for Split EV Charging System, CCS1 (500A, 16ft) liquid cooled / CCS1 (300A, 25ft), Cellular, RFID. Includes Light Bar and Cable Retractors. | 52545 | 52545 | 48669.15 | 7.376%
ICE Slim Line Dispenser CCS1 (500A, 16ft) / CCS1 Long (300A, 25ft), InControl Mobile Payment App | Charger | ID500300-C1C1L-I | (For FedEx Only) Slim Line Dispenser for Split EV Charging System, CCS1 (500A, 16ft) liquid cooled / CCS1 (300A, 25ft), Cellular, RFID. Includes Light Bar and Cable Retractors. InControl Mobile Payment Application Ready | NEW PRODUCT | 52645 | 48784.15 | 7.334%
ICE Slim Line Dispenser CCS1 (500A, 16ft) / CCS1 (300A, 16ft), CCR | Charger | ID500300-C1C1-C | Slim Line Dispenser for Split EV Charging System, CCS1 (500A, 16ft) liquid cooled / CCS1 (300A, 16ft), Cellular, RFID, Credit Card Reader. Includes Light Bar and Cable Retractors. | 50811 | 50811 | 47825.05 | 5.877%
ICE Slim Line Dispenser CCS1 (500A, 16ft) / CCS1 Long (300A, 25ft), CCR | Charger | ID500300-C1C1L-C | Slim Line Dispenser for Split EV Charging System, CCS1 (500A, 16ft) liquid cooled / CCS1 (300A, 25ft), Cellular, RFID, Credit Card Reader. Includes Light Bar and Cable Retractors. | 53811 | 53811 | 50125.05 | 6.85%
ICE Slim Line Dispenser CCS1 (500A, 16ft) / CCS1 (500A, 16ft) | Charger | ID500500-C1C1-R | Slim Line Dispenser for Split EV Charging System, Dual CCS1 (500A, 16ft) liquid cooled, Cellular, RFID. Includes Light Bar and Cable Retractors. | 59950 | 59950 | 58190 | 2.936%
ICE Slim Line Dispenser CCS1 (500A, 16ft) / CCS1 (500A, 16ft), CCR | Charger | ID500500-C1C1-C | Slim Line Dispenser for Split EV Charging System, Dual CCS1 (500A, 16ft) liquid cooled, Cellular, RFID, Credit Card Reader. Includes Light Bar and Cable Retractors. | 61216 | 61216 | 59645.9 | 2.565%
ICE Slim Line Dispenser CCS1 (500A, 16ft) / NACS (200A, 16ft) | Charger | ID500200-C1NS-R | Slim Line Dispenser for Split EV Charging System, CCS1 (500A, 16ft) liquid cooled / NACS (200A, 16ft), Cellular, RFID. Includes Light Bar and Cable Retractors. | 49545 | 49545 | 46369.15 | 6.41%
ICE Slim Line Dispenser NACS (500A, 16ft) / NACS (200A, 16ft) | Charger | ID500200-NSNS-R | Slim Line Dispenser for Split EV Charging System, NACS (500A, 16ft) liquid cooled / NACS (200A, 16ft), Cellular, RFID. Includes Light Bar and Cable Retractors. | 49267 | 49267 | 47354.7 | 3.882%
ICE Slim Line Dispenser NACS (500A, 16ft) / NACS (200A, 25ft) | Charger | ID500200-NSNSL-R | Slim Line Dispenser for Split EV Charging System, NACS (500A, 16ft) liquid cooled / NACS (200A, 25ft), Cellular, RFID. Includes Light Bar and Cable Retractors. | NEW PRODUCT | 52267 | 49654.7 | 4.998%
ICE Slim Line Dispenser NACS (500A, 16ft) / NACS (500A, 16ft) | Charger | ID500500-NSNS-R | Slim Line Dispenser for Split EV Charging System, NACS (500A, 16ft) liquid cooled / NACS (500A, 16ft) loquid cooled, Cellular, RFID. Includes Light Bar and Cable Retractors. | 58524 | 58524 | 56235 | 3.911%
ICE Slim Line Dispenser NACS (500A, 16ft) / CHAdeMO (200A, 16ft) | Charger | ID500200-NSCH-R | Slim Line Dispenser for Split EV Charging System, NACS (500A, 16ft) liquid cooled / CHAdeMO (200A, 16ft), Cellular, RFID. Includes Light Bar and Cable Retractors. | 49267 | 49267 | 47354.7 | 3.882%
ICE Slim Line Dispenser CCS1 (200A, 16ft) / CCS2 (200A, 16ft) | Charger | ID200200-C1C2-R | Slim Line Dispenser for Split EV Charging System, CCS1 (200A, 16ft) / CCS2 (200A, 16ft), Cellular, RFID. Includes Light Bar and Cable Retractors. | 32000 | 32000 | 28138.2 | 12.07%
ICE Slim Line Dispenser CCS1 (500A, 16ft) / CCS2 (200A, 16ft) | Charger | ID500200-C1C2-R | Slim Line Dispenser for Split EV Charging System, CCS1 (500A, 16ft) liquid cooled / CCS2 (200A, 16ft), Cellular, RFID. Includes Light Bar and Cable Retractors. | 48545 | 48545 | 45219.15 | 6.851%
ICE Slim Line Dispenser CCS1 (200A, 16ft) / CHAdeMO (125A, 16ft) | Charger | ID200125-C1CH-R | Slim Line Dispenser for Split EV Charging System, CCS1 (200A, 16ft) / CHAdeMO (125A, 16ft), Cellular, RFID. Includes Light Bar and Cable Retractors. | 32000 | 32000 | 28138.2 | 12.07%
ICE Slim Line Dispenser CCS1 (200A, 16ft) / GBT (250A, 16ft) | Charger | ID20025-C1GB-R | Slim Line Dispenser for Split EV Charging System, CCS1 (200A, 16ft) / GBT (250A, 16ft), Cellular, RFID. Includes Light Bar and Cable Retractors. | 32000 | 32000 | 28138.2 | 12.07%
ICE Slim Line Dispenser GBT (500A, 16ft) / CCS2 (200A, 16ft) | Charger | ID500200-GBC2-R | Slim Line Dispenser for Split EV Charging System, GBT (500A, 16ft) liquid cooled & CCS2 (200A, 16ft), Cellular, RFID. Includes Light Bar and Cable Retractors. | 48545 | 48545 | 45219.15 | 6.851%
ICE Slim Line Dispenser GBT (500A, 16ft) / CCS2 (200A, 26ft) | Charger | ID500200-GBC2L-R | Slim Line Dispenser for Split EV Charging System, GBT (500A, 16ft) liquid cooled & CCS2 (200A, 26ft), Cellular, RFID. Includes Light Bar and Cable Retractors. | NEW PRODUCT | 51545 | 47519.15 | 7.81%
ICE-Cube Power Cabinet 240kW | Power Cabinet | IIC240-200 | ICE-Cube: Power Cabinet for Split EV Charging System, 360kW max output. 50 - 1000Vdc out, up to 4 Ports. Dynamic Load Sharing Between Dispensers. 240kW vehicle charging power from Utility. 120kW vehicle charging power from Battery. 60kW battery cabinet charging from Utility. 60kW battery cabinet charging from PV. | NEW PRODUCT | 110000 | 96594.25 | 12.19%
ICE-Cube Battery Cabinet, 200kWh Capacity | Charger | IBC240-200 | Battery Cabinet for ICE-Cube Split EV Charging System, 200kWh Battery Capacity Add-on | NEW PRODUCT | 180000 | 174800 | 2.889%
Terra 24 CCS1 Long, Single Phase (SP) | Charger | A22-C1L-R | DC Wallbox, 22.5kW max. output, 150 - 920Vdc out, 208-240Vac 1p Input, Single CCS1 (65A, 23ft), Cellular, RFID | 13354 | 10244 | 10244 | 0%
Terra 24 CCS1 Long, Single Phase (SP), InControl Mobile Payment App | Charger | A22-C1L-I | (For FedEx Only) DC Wallbox, 22.5kW max. output, 150 - 920Vdc out, 208-240Vac 1p Input, Single CCS1 (65A, 23ft), Cellular, RFID, InControl Mobile Payment Application Ready | NEW PRODUCT | 10344 | 10344 | 0%
Terra 24 CCS1 Long, Single Phase (SP), EV Connect Mobile Payment App | Charger | A22-C1L-A | DC Wallbox, 22.5kW max. output, 150 - 920Vdc out, 208-240Vac 1p Input, Single CCS1 (65A, 23ft), Cellular, RFID, EV Connect Mobile Payment Application Ready | NEW PRODUCT | 10344 | 10344 | 0%
Terra 24 CCS1 Long, Single Phase (SP) (BAA) | Charger | A22-C1L-R-BA | DC Wallbox, 22.5kW max. output, 150 - 920Vdc out, 208-240Vac 1p Input, Single CCS1 (65A, 23ft), Cellular, RFID (BAA Compliant) | 14850 | 14850 | 14850 | 0%
Terra 54HV CCS1 | Charger | A50H-C1-R | DC Fastcharger, 50kW max. output, 200 - 920Vdc out, 480Vac 3p Input, Single CCS1 (125A, 20ft), All-in-One, Cellular, RFID | 45967.02 | 30371 | 30371 | 0%
Terra 54HV CCS1 / CHAdeMO | Charger | A50H-C1CH-R | DC Fastcharger, 50kW max. output, 200 - 920Vdc out, 480Vac 3p Input, CCS1 (125A, 20ft) / CHAdeMO (125A, 20ft), All-in-One, Cellular, RFID. While Supplies Last. | 35033 | 33638 | 33638 | 0%
Terra 54 CCS1 / CHAdeMO, CCR | Charger | A50L-C1CH-C | DC Fastcharger, 50kW max. output, 200 - 500Vdc out, 480Vac 3p Input, CCS1 (125A, 20ft) / CHAdeMO (125A, 20ft), All-in-One, Cellular, RFID, Credit Card Reader | 33000 | 33000 | 33000 | 0%
Terra 124 CCS1 / CCS1 | Charger | A120-C1C1-R | DC Fastcharger, 120kW max. output, 150 - 920Vdc, 480Vac 3p Input, Dual CCS1 (200A, 20ft), All-in-One, Cellular, RFID. While Supplies Last. | 92016.11 | 73258 | 54044.25 | 26.23%
Terra 124 CCS1 / CHAdeMO | Charger | A120-C1CH-R | DC Fastcharger, 120kW max. output, 150 - 920Vdc out, 480Vac 3p Input, CCS1 (200A, 20ft) / CHAdeMO (200A, 20ft), Modem, All-in-One, RFID. While Supplies Last. | 73258 | 73258 | 54044.25 | 26.23%
Terra 184 CCS1 / CCS1 | Charger | A180-C1C1-R | DC Fastcharger, 180kW max. output, 150 - 920Vdc out, 480Vac 3p Input, Dual CCS1 (200A, 20ft), All-in-One, Cellular, RFID. While Supplies Last. | 112258.11 | 81591 | 60254.25 | 26.15%
Terra 184HC CCS1 / CCS1 | Charger | A180H-C1C1-R | DC Fastcharger, 180kW max. output, 150 - 920Vdc out, 480Vac 3p Input, Dual CCS1 (400A, 20ft), All-in-One, Cellular, RFID | 121800.05 | 87887 | 87887 | 0%
Terra 184HC CCS1 / NACS | Charger | A180H-C1NS-R | DC Fastcharger, 180kW max. output, 150 - 920Vdc out, 480Vac 3p Input, CCS1 (400A) / NACS (400A). All-in-One, Cellular, RFID | NEW PRODUCT | 87887 | 87887 | 0%
Terra 184HC CCS1 / CCS1, CCR, CTEP | Charger | 6AGC128892 | DC Fastcharger, 180kW max. output, 150 - 920Vdc out, 480Vac 3p Input, Dual CCS1 (400A, 20ft), All-in-One, Cellular, RFID, Credit Card Reader, CTEP Compliant | 96258 | 84225 | 84225 | 0%
Terra 184HC CCS1 / NACS, CCR, CTEP | Charger | 6AGC128896 | DC Fastcharger, 180kW max. output, 150 - 920Vdc out, 480Vac 3p Input, CCS1 (400A) / NACS (400A). All-in-One, Cellular, RFID, Credit Card Reader, CTEP Compliant | NEW PRODUCT | 84225 | 84225 | 0%
Terra A400 CCS1 / CCS1, CCR, CTEP | Charger | 6AGC123889 | DC Fastcharger, 400kW max. output, 200- 920Vdc out, 480Vac 3p Input, Dual CCS1 (600A), All-in-One, Cellular, RFID, Credit Card Reader, CTEP Compliant. (Must Purchase Commissioning and ABB Partner Care) | NEW PRODUCT | 163299 | 141681 | 13.24%
Terra A400 CCS1 / NACS, CCR, CTEP | Charger | 6AGC128791 | DC Fastcharger, 400kW max. output, 200- 920Vdc out, 480Vac 3p Input, CCS1 (600A) / NACS (375A), All-in-One, Cellular, RFID, Credit Card Reader, CTEP Compliant. (Must Purchase Commissioning and ABB Partner Care) | NEW PRODUCT | 163299 | 141681 | 13.24%
Terra A400 NACS / NACS, CCR, CTEP | Charger | 6AGC130523 | DC Fastcharger, 400kW max. output, 200- 920Vdc out, 480Vac 3p Input, Dual NACS (375A), All-in-One, Cellular, RFID, Credit Card Reader, CTEP Compliant. (Must Purchase Commissioning and ABB Partner Care) | NEW PRODUCT | 163299 | 141681 | 13.24%
Terra HP Cabinet 175 Dynamic | Power Cabinet | APC175D | Terra HP Power Cabinet with Dynamic DC power sharing, 175 kW and 350A output, 480 VAC 60 Hz input. cTUVus certified. 2 year warranty is included. While Supplies Last. | 75293.77 | 75616 | 62554.25 | 17.27%
Terra HP Charge Post CCS1 (500A) | Charger | AD500-C1-R | Dispenser for Split EV Charging System, CCS1 (500A, 17ft) liquid cooled, Cellular, RFID. While Supplies Last. | 42218 | 42218 | 42218 | 0%
Terra HP Charge Post CCS1 (500A) / CHAdeMO (200A) | Charger | AD500200-C1CH-R | Dispenser for Split EV Charging System, CCS1 (500A, 17ft) liquid cooled / CHAdeMO (200A, 17ft), Cellular, RFID. While Supplies Last. | 49254 | 49254 | 34494.25 | 29.97%
Terra HVC 150 Power Cabinet, 1 Outlet | Power Cabinet | 6AGC070558 | ABB HVC-150 is up to 150kW DC Fast Charger with Dual Outlet Support. Includes Power Cabinet Only - Depot Box Sold Separately. | NEW PRODUCT | 89877 | 89877 | 0%
Terra HVC 200 Power Cabinet, 2 Outlet | Power Cabinet | 6AGC116223 | ABB HVC-200 is up to 200kW DC Fast Charger with Dual Outlet Support. Includes Power Cabinet Only - Depot Boxes Sold Separately. | NEW PRODUCT | 132999 | 132999 | 0%
Terra HVC 200 Power Cabinet, 4 Outlet | Power Cabinet | 6AGC116226 | ABB HVC-200 is up to 200kW DC Fast Charger with Quadruple Outlet Support. Includes Power Cabinet Only - Depot Boxes Sold Separately. | NEW PRODUCT | 133358 | 133358 | 0%
Terra HVC 300 Power Cabinet, 2 Outlet | Power Cabinet | 6AGC116219 | ABB HVC-300 is up to 300kW DC Fast Charger with Dual Outlet Support. Includes Power Cabinet Only - Depot Boxes Sold Separately. | NEW PRODUCT | 149916 | 149916 | 0%
Terra HVC 300 Power Cabinet, 4 Outlet | Power Cabinet | 6AGC116222 | ABB HVC-300 is up to 300kW DC Fast Charger with Quadruple Outlet Support. Includes Power Cabinet Only - Depot Boxes Sold Separately. | NEW PRODUCT | 150843 | 150843 | 0%
Terra HVC 360 Power Cabinet, 2 Outlet | Power Cabinet | 6AGC116210 | ABB HVC-360 is up to 360kW DC Fast Charger with Dual Outlet Support. Includes Power Cabinet Only - Depot Boxes Sold Separately. | NEW PRODUCT | 174222 | 174222 | 0%
Terra HVC 360 Power Cabinet, 4 Outlet | Power Cabinet | 6AGC115579 | ABB HVC-360 is up to 360kW DC Fast Charger with Quadruple Outlet Support. Includes Power Cabinet Only - Depot Boxes Sold Separately. | NEW PRODUCT | 175308 | 175308 | 0%
Terra HVC Depot Box, CCS1 (23ft) | Charger | 6AGC108540 | ABB HVC Depot Box, CCS1 (23ft) | NEW PRODUCT | 16995 | 16995 | 0%
Terra HVC Depot Box, CCS1 (31ft) | Charger | 6AGC108541 | ABB HVC Depot Box, CCS1 (31ft) | NEW PRODUCT | 0 | 0 | --
ICE Tray: 21’ Skid for 9’ Parking Stalls, Two ICE-30 DCWB | Auxiliary | 4P60kW9FTIC | 21-foot skid for the ICE-30 Charger, specifically engineered to fit 9-foot parking stalls. With overall dimensions of 21 feet in length and 3 feet in depth, this skid is optimized for efficiency and space. It utilizes two ICE-30 units (supporting up to four connectors) to deliver a maximum power output of 60 kW. The system is equipped with a 480V AC input, rated at 400A, and features two 50A branch breakers for enhanced protection and reliability. (Made to Order) | NEW PRODUCT | 55625 | 55625 | 0%
ICE Tray: 39’ Skid for 9’ Parking Stalls, Three ICE-30 DCWB | Auxiliary | 6P90kW9FTIC | 39-foot skid for ICE-30 Chargers, specifically engineered to fit 9-foot parking stalls. With overall dimensions of 39 feet in length and 3 feet in depth, this skid is optimized for efficiency and space. It utilizes three ICE-30 units (supporting up to six connectors) to deliver a maximum power output of 90 kW. The system is equipped with a 480V AC input, rated at 200A, and features three 50A branch breakers for enhanced protection and reliability. (Made to Order) | NEW PRODUCT | 82025 | 82025 | 0%
ICE Tray: 21’ Skid for 9’ Parking Stalls, Two ICE-60 AiO | Auxiliary | 4P120kW9FTIC | 21-foot skid for ICE-60 AIO Chargers, specifically engineered to fit 9-foot parking stalls. With overall dimensions of 21 feet in length and 3 feet in depth, this skid is optimized for efficiency and space. It utilizes two ICE-60 units (supporting up to four connectors) to deliver a maximum power output of 120 kW. The system is equipped with a 480V AC input, rated at 400A, and features two 100A branch breakers for enhanced protection and reliability. (Made to Order) | NEW PRODUCT | 56212.5 | 56212.5 | 0%
ICE Tray: 39’ Skid for 9’ Parking Stalls, Three ICE-60 AIO | Auxiliary | 6P180kW9FTIC | 39-foot skid for ICE-60 AIO chargers, specifically engineered to fit 9-foot parking stalls. With overall dimensions of 39 feet in length and 3 feet in depth, this skid is optimized for efficiency and space. It utilizes three ICE-60 units (supporting up to six connectors) to deliver a maximum power output of 180 kW. The system is equipped with a 480V AC input, rated at 400A, and features three 100A branch breakers for enhanced protection and reliability. (Made to Order) | NEW PRODUCT | 83250 | 83250 | 0%
ICE Tray: 21’ Skid for 9’ Parking Stalls, Two ICE-120 AiO | Auxiliary | 4P240kW9FTIC | 21-foot skid for ICE-120 AIO chargers, specifically engineered to fit 9-foot parking stalls. With overall dimensions of 21 feet in length and 3 feet in depth, this skid is optimized for efficiency and space. It utilizes two ICE-120 units (supporting up to four connectors) to deliver a maximum power output of 240 kW. The system is equipped with a 480V AC input, rated at 400A, and features two 200A branch breakers for enhanced protection and reliability. (Made to Order) | NEW PRODUCT | 57050 | 57050 | 0%
ICE Tray: 39’ Skid for 9’ Parking Stalls, Three ICE-120 AiO | Auxiliary | 6P360kW9FTIC | 39-foot skid for ICE-120 AIO chargers, specifically engineered to fit 9-foot parking stalls. With overall dimensions of 39 feet in length and 3 feet in depth, this skid is optimized for efficiency and space. It utilizes three ICE-120 units (supporting up to six connectors) to deliver a maximum power output of 360 kW. The system is equipped with a 480V AC input, rated at 600A, and features three 200A branch breakers for enhanced protection and reliability. (Made to Order) | NEW PRODUCT | 87000 | 87000 | 0%
ICE Tray: 21’ Skid for 9’ Parking Stalls, Two ICE-180 AiO | Auxiliary | 4P360kW9FTIC | 21-foot skid for ICE-180 AIO chargers, specifically engineered to fit 9-foot parking stalls. With overall dimensions of 21 feet in length and 3 feet in depth, this skid is optimized for efficiency and space. It utilizes two ICE-180 units (supporting up to four connectors) to deliver a maximum power output of 360 kW. The system is equipped with a 480V AC input, rated at 400A, and features two 300A branch breakers for enhanced protection and reliability. (Made to Order) | NEW PRODUCT | 58062.5 | 58062.5 | 0%
ICE Tray: 39’ Skid for 9’ Parking Stalls, Three ICE-180 AiO | Auxiliary | 6P540kW9FTIC | 39-foot skid for ICE-180 AIO chargers, specifically engineered to fit 9-foot parking stalls. With overall dimensions of 39 feet in length and 3 feet in depth, this skid is optimized for efficiency and space. It utilizes three ICE-180 units (supporting up to six connectors) to deliver a maximum power output of 540 kW. The system is equipped with a 480V AC input, rated at 1000A, and features three 300A branch breakers for enhanced protection and reliability. (Made to Order) | NEW PRODUCT | 90000 | 90000 | 0%
ICE Tray: 21’ Skid for 9’ Parking Stalls, ICE-480, 2 Dispensers (200A) | Auxiliary | 4P480kW200A9FTIC | 21-foot skid for the ICE-480 Split System, specifically engineered to fit 9-foot parking stalls. With overall dimensions of 21 feet in length and 3 feet in depth, this skid is optimized for efficiency and space. It utilizes one ICE-480 Power Cabinet and two dispensers (200A) (supporting up to four connectors) to deliver a maximum power output of 480 kW. The system is equipped with a 480V AC input, rated at 800A, and features two 400A branch breakers for enhanced protection and reliability. (Made to Order) | NEW PRODUCT | 71200 | 71200 | 0%
ICE Tray: 39’ Skid for 9’ Parking Stalls, ICE-480, 3 Dispensers (200A) | Auxiliary | 6P480kW200A9FTIC | 39-foot skid for the ICE-480 Split System, specifically engineered to fit 9-foot parking stalls. With overall dimensions of 39 feet in length and 3 feet in depth, this skid is optimized for efficiency and space. It utilizes one ICE-480 Power Cabinet and three dispensers (200A) (supporting up to six connectors) to deliver a maximum power output of 480 kW. The system is equipped with a 480V AC input, rated at 800A, and features two 400A branch breakers for enhanced protection and reliability. (Made to Order) | NEW PRODUCT | 102950 | 102950 | 0%
ICE Tray: 21’ Skid for 9’ Parking Stalls, ICE-480, 2 Dispensers (500A) | Auxiliary | 4P480kW500A9FTIC | 21-foot skid for the ICE-480 Split System, specifically engineered to fit 9-foot parking stalls. With overall dimensions of 21 feet in length and 3 feet in depth, this skid is optimized for efficiency and space. It utilizes one ICE-480 Power Cabinet and two dispensers (500A Capable) (supporting up to four connectors) to deliver a maximum power output of 480 kW. The system is equipped with a 480V AC input, rated at 800A, and features two 400A branch breakers for enhanced protection and reliability. (Made to Order) | NEW PRODUCT | 72537.5 | 72537.5 | 0%
ICE Tray: 39’ Skid for 9’ Parking Stalls, ICE-480, 3 Dispensers (500A) | Auxiliary | 6P480kW500A9FTIC | 39-foot skid for the ICE-480 Split System, specifically engineered to fit 9-foot parking stalls. With overall dimensions of 39 feet in length and 3 feet in depth, this skid is optimized for efficiency and space. It utilizes one ICE-480 Power Cabinet and three dispensers (500A Capable) (supporting up to six connectors) to deliver a maximum power output of 480 kW. The system is equipped with a 480V AC input, rated at 800A, and features two 400A branch breakers for enhanced protection and reliability. (Made to Order) | NEW PRODUCT | 105925 | 105925 | 0%
ICE Tray: 21’ Skid for 9’ Parking Stalls, ICE-600, 2 Dispensers (200A) | Auxiliary | 4P600kW200A9FTIC | 21-foot skid for the ICE-600 Split System, specifically engineered to fit 9-foot parking stalls. With overall dimensions of 21 feet in length and 4 feet in depth, this skid is optimized for efficiency and space. It utilizes one ICE-600 Power Cabinet and two dispensers (200A) (supporting up to four connectors) to deliver a maximum power output of 600 kW. The system is equipped with a 480V AC input, rated at 1200A, and features two 600A branch breakers for enhanced protection and reliability. (Made to Order) | NEW PRODUCT | 85650 | 85650 | 0%
ICE Tray: 39’ Skid for 9’ Parking Stalls, ICE-600, 3 Dispensers (200A) | Auxiliary | 6P600kW200A9FTIC | 39-foot skid for the ICE-600 Split System, specifically engineered to fit 9-foot parking stalls. With overall dimensions of 39 feet in length and 4 feet in depth, this skid is optimized for efficiency and space. It utilizes one ICE-600 Power Cabinet and three dispensers (200A) (supporting up to six connectors) to deliver a maximum power output of 600 kW. The system is equipped with a 480V AC input, rated at 1200A, and features two 600A branch breakers for enhanced protection and reliability. (Made to Order) | NEW PRODUCT | 123212.5 | 123212.5 | 0%
ICE Tray: 21’ Skid for 9’ Parking Stalls, ICE-600, 2 Dispensers (500A) | Auxiliary | 4P600kW500A9FTIC | 21-foot skid for the ICE-600 Split System, specifically engineered to fit 9-foot parking stalls. With overall dimensions of 21 feet in length and 4 feet in depth, this skid is optimized for efficiency and space. It utilizes one ICE-600 Power Cabinet and two dispensers (500A Capable) (supporting up to four connectors) to deliver a maximum power output of 600 kW. The system is equipped with a 480V AC input, rated at 1200A, and features two 600A branch breakers for enhanced protection and reliability. (Made to Order) | NEW PRODUCT | 87537.5 | 87537.5 | 0%
ICE Tray: 39’ Skid for 9’ Parking Stalls, ICE-600, 3 Dispensers (500A) | Auxiliary | 6P600kW500A9FTIC | 39-foot skid for the ICE-600 Split System, specifically engineered to fit 9-foot parking stalls. With overall dimensions of 39 feet in length and 4 feet in depth, this skid is optimized for efficiency and space. It utilizes one ICE-600 Power Cabinet and two dispensers (500A Capable) (supporting up to six connectors) to deliver a maximum power output of 600 kW. The system is equipped with a 480V AC input, rated at 1200A, and features two 600A branch breakers for enhanced protection and reliability. (Made to Order) | NEW PRODUCT | 124975 | 124975 | 0%
ICE Tray: 27’ Skid for 12’ Parking Stalls, Two ICE-30 DCWB | Auxiliary | 4P60kW12FTIC | 27-foot skid for ICE-30 Chargers, specifically engineered to fit 12-foot parking stalls. With overall dimensions of 27 feet in length and 3 feet in depth, this skid is optimized for efficiency and space. It utilizes two ICE-30 units (supporting up to four connectors) to deliver a maximum power output of 60 kW. The system is equipped with a 480V AC input, rated at 200A, and features two 50A branch breakers for enhanced protection and reliability. (Made to Order) | NEW PRODUCT | 63537.5 | 63537.5 | 0%
ICE Tray: 51’ Skid for 12’ Parking Stalls, Three ICE-30 DCWB | Auxiliary | 6P90kW12FTIC | 51-foot skid for ICE-30 Chargers, specifically engineered to fit 12-foot parking stalls. With overall dimensions of 51 feet in length and 3 feet in depth, this skid is optimized for efficiency and space. It utilizes three ICE-30 units (supporting up to six connectors) to deliver a maximum power output of 90 kW. The system is equipped with a 480V AC input, rated at 400A, and features three 50A branch breakers for enhanced protection and reliability. (Made to Order) | NEW PRODUCT | 98562.5 | 98562.5 | 0%
ICE Tray: 27’ Skid for 12’ Parking Stalls, Two ICE-60 AiO | Auxiliary | 4P120kW12FTIC | 27-foot skid for ICE-60 AIO chargers, specifically engineered to fit 12-foot parking stalls. With overall dimensions of 27 feet in length and 3 feet in depth, this skid is optimized for efficiency and space. It utilizes two ICE-60 units (supporting up to four connectors) to deliver a maximum power output of 120 kW. The system is equipped with a 480V AC input, rated at 200A, and features two 100A branch breakers for enhanced protection and reliability. (Made to Order) | NEW PRODUCT | 64200 | 64200 | 0%
ICE Tray: 51’ Skid for 12’ Parking Stalls, Three ICE-60 AIO | Auxiliary | 6P180kW12FTIC | 51-foot skid for ICE-60 AIO chargers, specifically engineered to fit 12-foot parking stalls. With overall dimensions of 51 feet in length and 3 feet in depth, this skid is optimized for efficiency and space. It utilizes three ICE-60 units (supporting up to six connectors) to deliver a maximum power output of 180 kW. The system is equipped with a 480V AC input, rated at 400A, and features three 100A branch breakers for enhanced protection and reliability. (Made to Order) | NEW PRODUCT | 99875 | 99875 | 0%
ICE Tray: 27’ Skid for 12’ Parking Stalls, Two ICE-120 AiO | Auxiliary | 4P240kW12FTIC | 27-foot skid for ICE-120 AIO chargers, specifically engineered to fit 12-foot parking stalls. With overall dimensions of 27 feet in length and 3 feet in depth, this skid is optimized for efficiency and space. It utilizes two ICE-120 units (supporting up to four connectors) to deliver a maximum power output of 240 kW. The system is equipped with a 480V AC input, rated at 400A, and features two 200A branch breakers for enhanced protection and reliability. (Made to Order) | NEW PRODUCT | 65112.5 | 65112.5 | 0%
ICE Tray: 51’ Skid for 12’ Parking Stalls, Three ICE-120 AiO | Auxiliary | 6P360kW12FTIC | 51-foot skid for ICE-120 AIO chargers, specifically engineered to fit 12-foot parking stalls. With overall dimensions of 51 feet in length and 3 feet in depth, this skid is optimized for efficiency and space. It utilizes three ICE-120 units (supporting up to six connectors) to deliver a maximum power output of 360 kW. The system is equipped with a 480V AC input, rated at 600A, and features three 200A branch breakers for enhanced protection and reliability. (Made to Order) | NEW PRODUCT | 103962.5 | 103962.5 | 0%
ICE Tray: 27’ Skid for 12’ Parking Stalls, Two ICE-180 AiO | Auxiliary | 4P360kW12FTIC | 27-foot skid for ICE-180 AIO chargers, specifically engineered to fit 12-foot parking stalls. With overall dimensions of 27 feet in length and 3 feet in depth, this skid is optimized for efficiency and space. It utilizes two ICE-180 units (supporting up to four connectors) to deliver a maximum power output of 360 kW. The system is equipped with a 480V AC input, rated at 600A, and features two 300A branch breakers for enhanced protection and reliability. (Made to Order) | NEW PRODUCT | 66250 | 66250 | 0%
ICE Tray: 51’ Skid for 12’ Parking Stalls, Three ICE-180 AiO | Auxiliary | 6P540kW12FTIC | 51-foot skid for ICE-180 AIO chargers, specifically engineered to fit 12-foot parking stalls. With overall dimensions of 51 feet in length and 3 feet in depth, this skid is optimized for efficiency and space. It utilizes three ICE-180 units (supporting up to six connectors) to deliver a maximum power output of 540 kW. The system is equipped with a 480V AC input, rated at 1000A, and features three 300A branch breakers for enhanced protection and reliability. (Made to Order) | NEW PRODUCT | 107312.5 | 107312.5 | 0%
ICE Tray: 27’ Skid for 12’ Parking Stalls, ICE-480, 2 Dispensers (200A) | Auxiliary | 4P480kW200A12FTIC | 27-foot skid for the ICE-480 Split System, specifically engineered to fit 12-foot parking stalls. With overall dimensions of 27 feet in length and 3 feet in depth, this skid is optimized for efficiency and space. It utilizes one ICE-480 Power Cabinet and two dispensers (200A) (supporting up to four connectors) to deliver a maximum power output of 480 kW. The system is equipped with a 480V AC input, rated at 800A, and features two 400A branch breakers for enhanced protection and reliability. (Made to Order) | NEW PRODUCT | 79800 | 79800 | 0%
ICE Tray: 51’ Skid for 12’ Parking Stalls, ICE-480, 3 Dispensers (200A) | Auxiliary | 6P480kW200A12FTIC | 51-foot skid for the ICE-480 Split System, specifically engineered to fit 12-foot parking stalls. With overall dimensions of 51 feet in length and 3 feet in depth, this skid is optimized for efficiency and space. It utilizes one ICE-480 Power Cabinet and three dispensers (200A) (supporting up to six connectors) to deliver a maximum power output of 480 kW. The system is equipped with a 480V AC input, rated at 800A, and features two 400A branch breakers for enhanced protection and reliability. (Made to Order) | NEW PRODUCT | 121175 | 121175 | 0%
ICE Tray: 27’ Skid for 12’ Parking Stalls, ICE-480, 2 Dispensers (500A) | Auxiliary | 4P480kW500A12FTIC | 27-foot skid for the ICE-480 Split System, specifically engineered to fit 12-foot parking stalls. With overall dimensions of 27 feet in length and 3 feet in depth, this skid is optimized for efficiency and space. It utilizes one ICE-480 Power Cabinet and two dispensers (500A Capable) (supporting up to four connectors) to deliver a maximum power output of 480 kW. The system is equipped with a 480V AC input, rated at 800A, and features two 400A branch breakers for enhanced protection and reliability. (Made to Order) | NEW PRODUCT | 81287.5 | 81287.5 | 0%
ICE Tray: 51’ Skid for 12’ Parking Stalls, ICE-480, 3 Dispensers (500A) | Auxiliary | 6P480kW500A12FTIC | 51-foot skid for the ICE-480 Split System, specifically engineered to fit 12-foot parking stalls. With overall dimensions of 51 feet in length and 3 feet in depth, this skid is optimized for efficiency and space. It utilizes one ICE-480 Power Cabinet and three dispensers (500A Capable) (supporting up to six connectors) to deliver a maximum power output of 480 kW. The system is equipped with a 480V AC input, rated at 800A, and features two 400A branch breakers for enhanced protection and reliability. (Made to Order) | NEW PRODUCT | 124300 | 124300 | 0%
ICE Tray: 27’ Skid for 12’ Parking Stalls, ICE-600, 2 Dispensers (200A) | Auxiliary | 4P600kW200A12FTIC | 27-foot skid for the ICE-600 Split System, specifically engineered to fit 12-foot parking stalls. With overall dimensions of 27 feet in length and 4 feet in depth, this skid is optimized for efficiency and space. It utilizes one ICE-600 Power Cabinet and two dispensers (200A) (supporting up to four connectors) to deliver a maximum power output of 600 kW. The system is equipped with a 480V AC input, rated at 1200A, and features two 600A branch breakers for enhanced protection and reliability. (Made to Order) | NEW PRODUCT | 96062.5 | 96062.5 | 0%
ICE Tray: 51’ Skid for 12’ Parking Stalls, ICE-600, 3 Dispensers (200A) | Auxiliary | 6P600kW200A12FTIC | 51-foot skid for the ICE-600 Split System, specifically engineered to fit 12-foot parking stalls. With overall dimensions of 51 feet in length and 4 feet in depth, this skid is optimized for efficiency and space. It utilizes one ICE-600 Power Cabinet and three dispensers (200A) (supporting up to six connectors) to deliver a maximum power output of 600 kW. The system is equipped with a 480V AC input, rated at 1200A, and features two 600A branch breakers for enhanced protection and reliability. (Made to Order) | NEW PRODUCT | 147175 | 147175 | 0%
ICE Tray: 27’ Skid for 12’ Parking Stalls, ICE-600, 2 Dispensers (500A) | Auxiliary | 4P600kW500A12FTIC | 27-foot skid for the ICE-600 Split System, specifically engineered to fit 12-foot parking stalls. With overall dimensions of 27 feet in length and 4 feet in depth, this skid is optimized for efficiency and space. It utilizes one ICE-600 Power Cabinet and two dispensers (500A Capable) (supporting up to four connectors) to deliver a maximum power output of 600 kW. The system is equipped with a 480V AC input, rated at 1200A, and features two 600A branch breakers for enhanced protection and reliability. (Made to Order) | NEW PRODUCT | 97550 | 97550 | 0%
ICE Tray: 51’ Skid for 12’ Parking Stalls, ICE-600, 3 Dispensers (500A) | Auxiliary | 6P600kW500A12FTIC | 51-foot skid for the ICE-600 Split System, specifically engineered to fit 12-foot parking stalls. With overall dimensions of 51 feet in length and 4 feet in depth, this skid is optimized for efficiency and space. It utilizes one ICE-600 Power Cabinet and two dispensers (500A Capable) (supporting up to six connectors) to deliver a maximum power output of 600 kW. The system is equipped with a 480V AC input, rated at 1200A, and features two 600A branch breakers for enhanced protection and reliability. (Made to Order) | NEW PRODUCT | 148987.5 | 148987.5 | 0%
ACL2 Pedestal - Single or Back to Back Mounting | Auxiliary | ESA-ACP-B2B-V2 | ACL2 Pedestal with Single or Back to Back Mounting (ADA Compliant) | 878 | 878 | 878 | 0%
ACL2 Pedestal - Side by Side Mounting | Auxiliary | ESA-ACP-SBS-V2 | ACL2 Pedestal with Side by Side Mounting (ADA Compliant) | 1050 | 1050 | 1050 | 0%
Dual ACL2 Pedestal | Auxiliary | ESA-DACP-STD | Pedestal for ICE Dual 80AC | 1050 | 1050 | 1050 | 0%
ACL2 Premium Single Mounting Pedestal | Auxiliary | ESA-ACP-PRM-S | ACL2 Premium Single Mounting Pedestal with Cable Retractors (ADA Compliant) | 1802 | 1802 | 1802 | 0%
ACL2 Premium Side by Side Mounting Pedestal | Auxiliary | ESA-ACP-PRM-D | ACL2 Premium Side by Side Mounting Pedestal with Cable Retractors (ADA Compliant) | 1999 | 1999 | 1999 | 0%
Dual ACL2 Premium Pedestal | Auxiliary | ESA-DACP-PRM | Premium Pedestal with Cable Retractors for ICE Dual 80AC | 1802 | 1802 | 1802 | 0%
ACL2 Tesla Pedestal | Auxiliary | TEA-ACP | Tesla Wall Connector Pedestal, Gen 2 & Gen 3 | NEW PRODUCT | 550 | 550 | 0%
Core Pedestal for ICE-30 | Auxiliary | RA-DCP-D1-A | Core Pedestal for ICE-30 (ADA Compliant) | NEW PRODUCT | 1000 | 1000 | 0%
Core Pedestal for ABB DCWB | Auxiliary | ICE-BDC-P-01 | Core Pedestal for ABB DCWB (ADA Compliant) | 1000 | 990 | 990 | 0%
Single Retractor for ABB DCWB Core Pedestal | Auxiliary | EVCS-95EZ-4x4-54-103 | Single Retractor for ABB DCWB Core Pedestal (ADA Compliant) | NEW PRODUCT | 485 | 485 | 0%
Light Bar Pedestal for ICE DCWB | Auxiliary | IA-DCP-D3-V2 | InCharge Light Bar Pedestal for ICE-30, ICE 22 V2X, ICE 44 V2X, ICE 60 DCWB with Cable Retractors | 2400 | 3000 | 3000 | 0%
Light Bar Pedestal for ICE Micro Dispenser | Auxiliary | IA-DCP-D3-V3 | InCharge Light Bar Pedestal for ICE Micro Dispenser with Cable Retractors | NEW PRODUCT | 3000 | 3000 | 0%
DCWB K-Rail Pedestal & Retractor for ABB DCWB | Auxiliary | CA-DCP-K-RAIL | K-Rail Pedestal & Spring Retractor for Single Cable ABB DCWB EVSE (Buy to Order) | 2150 | 2150 | 2150 | 0%
K-Rail Pedestal & Retractor for Single cable ICE-30 | Auxiliary | CA-DCP-K-RAIL-ICE | K-Rail Pedestal & Spring Retractor for Single cable ICE-30 DCWB EVSE (Buy to Order) | 2500 | 2500 | 2500 | 0%
K-Rail Pedestal & Retractor for Dual cable ICE-30 | Auxiliary | CA-DCP-K-RAIL-ICE-V2 | K-Rail Pedestal & Spring Retractor for Dual cable ICE-30 DCWB EVSE (Buy to Order) | 3500 | 3500 | 3500 | 0%
K-Rail Pedestal & Retractors for Terra ACL2 - Back to Back Mounting | Auxiliary | CA-ACP-K-RAIL-ABB | K-Rail Pedestal & Spring Retractor for Terra ACL2 EVSE Back to Back Mounting (Buy to Order) | 2200 | 2200 | 2200 | 0%
Cable Holster Pedestal | Auxiliary | RMA-HLSTR-PST | Pedestal for Cable Holster - CCS1 or CHAdeMO | 385 | 385 | 385 | 0%
Terra High Power and HVC Power Cabinet Foundation | Auxiliary | 6AGC125535 | Terra High Power and HVC Power Cabinet foundation - allows for installation when trenching is not possible. Labor to field install is not included. | NEW PRODUCT | 4247 | 4247 | 0%
Terra HVC Depot Box Metal Pedestal | Auxiliary | 6AGC126080 | Terra HVC Depot Charge Box Metal Pedestal | NEW PRODUCT | 3492 | 3492 | 0%
Terra HVC Depot Box Cable Management System | Auxiliary | 6AGC125104 | Terra HVC Depot Charge Box Cable Management System - must be purchased with metal pedestal (6AGC126080) | NEW PRODUCT | 3516 | 3516 | 0%
Credit Card Reader Wallmount | Auxiliary | RM-RMA-PY-WM | Credit Card Reader Bracket for Wall Mount or Side Mount for Core Pedestal - Stainless Steel | 131 | 131 | 131 | 0%
Light Bar Cable Retractor for ICE AiO, ICE 66 V2X | Auxiliary | IA-DCR-V2 | Light Bar Cable Retractor for ICE All-in-One, ICE 66 V2X Chargers | 1300 | 1300 | 1300 | 0%
Light Bar Cable Retractor for ICE Slim Line Dispenser | Auxiliary | IA-DCR-SLD | Light Bar Cable Retractor for ICE Slim Line Dispenser | 1700 | 1700 | 1700 | 0%
Cable Retractor for ICE Micro Dispenser | Auxiliary | IA-DCR-MD | Suspended Ceiling Cable Retractor for ICE Micro Dispenser | 870 | 870 | 870 | 0%
Dual Cable Retractor for ABB Terra 54 | Auxiliary | JCA-DCR | Dual Cable Retractor for ABB Terra 54 Chargers | NEW PRODUCT | 1774 | 1774 | 0%
Dual Cable Retractor for ABB Terra 124, 184, Non-HC | Auxiliary | ESA-DCR | Dual Cable Retractor for ABB Terra 124, Terra 184, Non-High Current Chargers | NEW PRODUCT | 2500 | 2500 | 0%
Single Cable Retractor for ABB Terra 124, 184, HC | Auxiliary | AA-SCR | Single Cable Retractor for ABB Terra 124, Terra 184, High Current Chargers | NEW PRODUCT | 2293.5 | 2293.5 | 0%
Dual Cable Retractor for ABB Terra 124, 184, HC | Auxiliary | AA-DCR | Dual Cable Retractor for ABB Terra 124, Terra 184, High Current Chargers | NEW PRODUCT | 4587 | 4587 | 0%
Wallmount Retractor for ACL2 Chargers | Auxiliary | ESA-DCR-WM-AC | Wallmount Retractor for one ACL2 Cable | 400 | 400 | 400 | 0%
Wallmount Retractor for DCWB Chargers | Auxiliary | ESA-DCR-WM-DC | Wallmount Retractor for one DCWB Cable (100A, 125A,150A, 200A) | 400 | 400 | 400 | 0%
REELCRAFT Hose Reel | Auxiliary | RS7600OLP | REELCRAFT 3/8 in. x 50 ft. REELSAFE Controlled Return Hose Reel | NEW PRODUCT | 0 | 0 | --
DCWB Small Mobile cart for ICE-30 Version 2.0 | Auxiliary | RMA-SDMC | DCWB Small Mobile cart for ICE-30 EVSE Version 2.0 | 2800 | 2800 | 2800 | 0%
DCWB Large Mobile cart for ICE-30 Version 2.0 | Auxiliary | RMA-LDMC | DCWB Large Mobile cart for ICE-30 EVSE Version 2.0 (Transformer not included) | 3100 | 3999 | 3999 | 0%
DCWB Mobile Cart for ICE-60 DCWB | Auxiliary | RMA-MC-60W | DCWB Mobile cart for ICE-60 DCWB EVSE | NEW PRODUCT | 4449 | 4449 | 0%
Riser Platform for ICE AiO | Auxiliary | RMA-DP-FD | Riser Platform for ICE All-in-One Chargers | 1028 | 1028 | 1028 | 0%
Riser Platform for ICE Slim Line Dispenser | Auxiliary | RMA-RP-HPD | Riser Platform for ICE High Power Slim Line Dispenser | NEW PRODUCT | 1028 | 1028 | 0%
Riser Platform for ICE-480 Power Cabinet | Auxiliary | RMA-RP-HPC | Riser Platform for ICE-480 High Power Cabinet | NEW PRODUCT | 2250 | 2250 | 0%
Riser Platform for ICE-600 Power Cabinet | Auxiliary | RMA-RP-HPC-V2 | Riser Platform for ICE-600 High Power Cabinet | NEW PRODUCT | 2250 | 2250 | 0%
Terra All-in-One Metal Foundation | Auxiliary | 6AGC125533 | Above ground metal foundation for Terra 54HV/124/184 units - allows for side conduit entry when trenching is not possible. Labor to field install is not included. For shorter foundation options, contact ABB sales. | 1949 | 2354 | 2354 | 0%
Terra HP Charge Post Foundation | Auxiliary | 2CEB489802R0002 | Charge Post foundation - allows for installation when trenching is not possible. Labor to field install is not included. | 2143 | 2143 | 2143 | 0%
Terra HVC 360 Power Cabinet Foundation | Auxiliary | 6AGC107472 | Terra HVC 360 Power Cabinet Foundation. Includes Side Cover Panels and Grommet Plate. | NEW PRODUCT | 7625 | 7625 | 0%
Pallet Platform with Bollards Bundle for ICE 120 | Auxiliary | DCAA-PPB-I120 | Pallet Platform with Bollards and 200A Non-Fused Disconnect for ICE-120 | NEW PRODUCT | 17294 | 17294 | 0%
Black Steel Skid | Auxiliary | XT4043 | Black Steel Skid 40" x 43" with 1/4" Steel Top Plate | NEW PRODUCT | 3300 | 3300 | 0%
Weather Shield Kit for ABB 45kVA/75kVA | Auxiliary | 9T18Y1074G06 | Weather Shield Kit for ABB 45kVA/75kVA Transformers (9T18Y1074G06) | 175 | 90.76 | 90.76 | 0%
Molded Case Circuit Breaker | Auxiliary | BJA260404 | I-Line Style Plug-In 600V 40A, 2 Pole Circuit Breaker for ACL2 Chargers | NEW PRODUCT | 0 | 0 | --
Connectivity Solution (Wi-fi)​ | Auxiliary | CONN-WIFI | Wi-fi communications box which includes a Cradlepoint IBR600c LTE Router, Panorama LPAM-7-27-24-58-1S 2x2 MIMO Antenna (Cellular + WiFi), in an Altelix 17x14x6 Vented NEMA Enclosure. Comes with Pole Mount Kit. ​ | NEW PRODUCT | 778 | 778 | 0%
SAE J1772 80A - 25ft | Spare Parts | VCPU2A080D2 | SAE J1772 80A - 25ft Charging Cable for ICE-80 | NEW PRODUCT | 150 | 150 | 0%
Amphenol CCS1 125A - 16ft | Spare Parts | HVCOSAEM125AL5000 | Amphenol CCS1 125A - 16ft Charging Cable for ICE-30 & ICE 22 V2X Chargers | 1600 | 1600 | 1600 | 0%
Rema CCS1 150A - 16ft | Spare Parts | 9603023 | Rema CCS1 150A - 16ft Charging Cable for ICE-30 Chargers | 1600 | 1600 | 1600 | 0%
Rema CCS1 150A - 25ft | Spare Parts | 9603022 | Rema CCS1 150A - 25ft Charging Cable for ICE-30 Chargers | 2400 | 2400 | 2400 | 0%
Amphenol CCS1 200A - 16ft | Spare Parts | P08B003347 | Amphenol CCS1 200A - 16ft Charging Cable for ICE 44 V2X, ICE 66 V2X, ICE AiO Chargers & Dispensers | 1980 | 1980 | 1980 | 0%
Amphenol CCS1 200A - 25ft | Spare Parts | P08B003161 | Amphenol CCS1 200A - 25ft Charging Cable for ICE 44 V2X, ICE 66 V2X, ICE AiO Chargers & Dispensers (While Supplies Last) | 2700 | 2700 | 2700 | 0%
Rema CCS1 200A - 16ft | Spare Parts | 9603021 | Rema CCS1 200A -16ft Charging Cable for ICE AiO Chargers & Dispensers | 1980 | 1980 | 1980 | 0%
Rema CCS1 200A - 25ft | Spare Parts | 9603020 | Rema CCS1 200A - 25ft Charging Cable for ICE AiO Chargers & Dispensers | 2700 | 2700 | 2700 | 0%
Rema CCS1 300A - 16ft | Spare Parts | 9603019 | Rema CCS1 300A - 16ft Charging Cable for ICE AiO HC Chargers & Dispensers | 3300 | 3300 | 3300 | 0%
Rema CCS1 300A - 25ft | Spare Parts | 9603018 | Rema CCS1 300A - 25ft Charging Cable for ICE AiO HC Chargers & Dispensers | 4360 | 4360 | 4360 | 0%
Huber Suhner CCS1 500A - 21ft | Spare Parts | HSSC-C1-500-21-P | Huber Suhner CCS1 500A - 21ft Liquid Cooled Charging Cable & 6L Coolant for ICE Dispensers | 9000 | 9000 | 9000 | 0%
Amphenol NACS 200A - 16ft | Spare Parts | APSC-NS-200-16-V2 | Amphenol NACS 200A - 16ft Charging Cable for ICE 30 and ICE AiO Chargers (Cable ONLY). | 1980 | 1980 | 1980 | 0%
Amphenol NACS 200A - 25ft | Spare Parts | APSC-NS-200-25-V1 | Amphenol NACS 200A - 25ft Charging Cable for ICE 30 and ICE AiO Chargers & Dispensers (Cable ONLY). | 2700 | 2700 | 2700 | 0%
Amphenol NACS 300A - 16ft | Spare Parts | P08B007977 | Amphenol NACS 300A - 16ft Charging Cable for ICE AiO HC Chargers. Assembled in USA. | NEW PRODUCT | 3300 | 3300 | 0%
Amphenol NACS 380A - 25ft | Spare Parts | APSC-NS-380-25-V1 | Amphenol NACS 380A - 25ft Charging Cable for ICE AiO HC Chargers & Dispensers (Cable ONLY). | 4360 | 4360 | 4360 | 0%
Amphenol CCS2 125A - 25ft | Spare Parts | 214250133 | Amphenol CCS2 125A - 25ft Charging Cable for ICE-30 Chargers | 2100 | 2100 | 2100 | 0%
Amphenol CCS2 200A - 26ft | Spare Parts | 214250078 | Amphenol CCS2 200A - 26ft Charging Cable for ICE AiO Chargers & Dispensers | 2500 | 2500 | 2500 | 0%
JAE CHAdeMO 125A - 18ft | Spare Parts | 214250151 | JAE CHAdeMO 125A - 18ft Charging Cable for ICE Chargers & Dispensers | 2700 | 2700 | 2700 | 0%
Zhi Chongzeung GBT 125A - 25ft | Spare Parts | 214250044 | Zhi Chongzeung GBT 125A - 25ft Charging Cable for ICE-30 Chargers | 1500 | 1500 | 1500 | 0%
Zhi Chongzeung GBT 200A - 20ft | Spare Parts | 214250111 | Zhi Chongzeung GBT 200A - 20ft Charging Cable for ICE AiO Chargers & Dispensers (While Supplies Last) | 1250 | 1250 | 1250 | 0%
Zhi Chongzeung GBT 200A - 25ft | Spare Parts | 214250098 | Zhi Chongzeung GBT 200A - 25ft Charging Cable for ICE AiO Chargers & Dispensers | 1650 | 1650 | 1650 | 0%
Zhi Chongzeung GBT 250A - 20ft | Spare Parts | 214250090 | Zhi Chongzeung GBT 250A - 20ft Charging Cable for ICE AiO Chargers & Dispensers (While Supplies Last) | 1500 | 1500 | 1500 | 0%
Zhi Chongzeung GBT 250A - 25ft | Spare Parts | 214250099 | Zhi Chongzeung GBT 250A - 25ft Charging Cable for ICE AiO Chargers & Dispensers | 1900 | 1900 | 1900 | 0%
Infypower GBT 500A - 16ft | Spare Parts | ISC-GB-500-16-C | Infypower GBT 500A - 16ft Charging Cable for ICE Dispensers | NEW PRODUCT | 9000 | 9000 | 0%
ICE-30 CCS1 to NACS 200A, 16ft (Amphenol) Upgrade Kit | Spare Parts | APSC-NS-200-16-UP1 | ICE-30 CCS1 to NACS (Amphenol) Upgrade Kit (200A, 16ft Cable, Holster Rework & IMPU2 Control Unit) | NEW PRODUCT | 2320 | 2320 | 0%
ICE-30 CCS1 to NACS 200A, 25ft (Amphenol) Upgrade Kit | Spare Parts | APSC-NS-200-25-UP1 | ICE-30 CCS1 to NACS (Amphenol) Upgrade Kit (200A, 25ft Cable, Holster Rework & IMPU2 Control Unit) | NEW PRODUCT | 3450 | 3450 | 0%
ICE All-in-One CCS1 to NACS 200A, 16ft (Amphenol) Upgrade Kit | Spare Parts | APSC-NS-200-16-UP2 | ICE All-in-One CCS1 to NACS (Amphenol) Upgrade Kit (200A, 16ft Cable, Holster Rework & IMPU2 Control Unit) | NEW PRODUCT | 2320 | 2320 | 0%
ICE All-in-One CCS1 to NACS 200A, 25ft (Amphenol) Upgrade Kit | Spare Parts | APSC-NS-200-25-UP2 | ICE All-in-One CCS1 to NACS (Amphenol) Upgrade Kit (200A, 25ft Cable, Holster Rework & IMPU2 Control Unit) | NEW PRODUCT | 3450 | 3450 | 0%
ICE All-in-One CCS1 to NACS 300A, 16ft (Amphenol) Upgrade Kit | Spare Parts | APSC-NS-300-16-UP | ICE All-in-One CCS1 to NACS (Amphenol) Upgrade Kit (380A, 16ft Cable, Holster Rework & IMPU2 Control Unit) | NEW PRODUCT | 3360 | 3360 | 0%
ICE All-in-One CCS1 to NACS 300A, 25ft (Amphenol) Upgrade Kit | Spare Parts | APSC-NS-300-25-UP | ICE All-in-One CCS1 to NACS (Amphenol) Upgrade Kit (380A, 25ft Cable, Holster Rework & IMPU2 Control Unit) | NEW PRODUCT | 4420 | 4420 | 0%
Amphenol CCS1 Maintenance Kit | Spare Parts | P02B000854-FG | Amphenol CCS1 Maintenance Kit Compatible with last four T/N digits 2210 and higher (Year 2022, Week 10) | NEW PRODUCT | 70 | 70 | 0%
ICE-30 CCS1 to CHAdeMO 150A, 18ft Upgrade Kit | Spare Parts | JSC-CH-150-18-UP1 | ICE-30 CCS1 to CHAdeMO Upgrade Kit (150A, 18ft Cable) | NEW PRODUCT | 2700 | 2700 | 0%
ICE All-in-One CCS1 to CHAdeMO 150A, 18ft Upgrade Kit | Spare Parts | JSC-CH-150-18-UP2 | ICE All-in-One CCS1 to CHAdeMO Upgrade Kit (150A, 18ft Cable) | NEW PRODUCT | 2700 | 2700 | 0%
Rema CCS1 65A - 23ft | Spare Parts | 9601481 | Rema CCS1 65A - 23ft Charging Cable for ABB DCWB Chargers. Sourced from Rema. | 4190 | 1055 | 1055 | 0%
Amphenol CCS1 65A - 25ft V1 | Spare Parts | P08B002122 | Amphenol CCS1 65A - 25ft Charging Cable for Terra 24 Chargers (While Supplies Last) | 1312 | 1312 | 1312 | 0%
Amphenol CCS1 65A - 25ft V2 | Spare Parts | 6AGC107071 | Amphenol CCS1 65A - 25ft Charging Cable for Terra 24 Chargers. Sourced from ABB. | 1312 | 1312 | 1312 | 0%
Amphenol CCS1 125A - 21ft | Spare Parts | P08B008110 | Amphenol CCS1 125A - 21ft Charging Cable for Terra 54, 54 HV Chargers | NEW PRODUCT | 1700 | 1700 | 0%
Rema CCS1 150A - 18ft | Spare Parts | 6AGC073894 | Rema CCS1 150A - 18ft Charging Cable for Terra 54, 54 HV Chargers. Sourced from ABB. | 4060 | 4686.8 | 4686.8 | 0%
Rema CCS1 150A - 21ft | Spare Parts | 9603213 | Rema CCS1 150A - 21ft Charging Cable for Terra 54, 54 HV Chargers. Sourced from Rema. | 7290 | 1650 | 1650 | 0%
Amphenol CCS1 150A - 21ft | Spare Parts | 6AGC106510 | Amphenol CCS1 150A - 21ft Charging Cable for Terra 54, 54 HV Chargers (Supplied by ABB) | 2149 | 2149 | 2149 | 0%
Rema CCS1 200A - 21ft | Spare Parts | 9603081 | Rema CCS1 200A - 21ft Charging Cable for Terra AiO. Sourced from Rema. | 2147.69 | 1999 | 1999 | 0%
Amphenol CCS1 200A - 21ft (ABB) | Spare Parts | 6AGC109722 | Amphenol CCS1 200A - 21ft Charging Cable for Terra AiO. Sourced from ABB. | NEW PRODUCT | 2147.69 | 2147.69 | 0%
Amphenol CCS1 200A - 21ft | Spare Parts | P08B008111 | Amphenol CCS1 200A - 21ft Charging Cable for Terra AiO. Sourced from Amphenol. | 2147.69 | 2147.69 | 2147.69 | 0%
Rema CCS1 300A - 21ft | Spare Parts | 9603215 | Rema CCS1 300A - 21ft Charging Cable for Terra AiO. Sourced from Rema. | NEW PRODUCT | 4600 | 4600 | 0%
Sumitomo CHAdeMO 80A - 23ft | Spare Parts | 6AGC077921 | Sumitomo CHAdeMO 80A - 23ft Charging Cable for ABB DCWB Chargers. Sourced from ABB. | 3550 | 3550 | 3550 | 0%
Sumitomo CHAdeMO 125A - 22ft | Spare Parts | 4EPY440154R2 | Sumitomo CHAdeMO 125A - 22ft Charging Cable for ABB Terra 54 Chargers. Sourced from ABB. | 3310 | 3310 | 3310 | 0%
Sumitomo CHAdeMO 200A - 16ft | Spare Parts | 6AGC100408 | Sumitomo CHAdeMO 200A - 16ft Charging Cable ABB AiO Chargers. Sourced from ABB. | 6786 | 6786 | 6786 | 0%
RFID Cards - 5 Pack | Spare Parts | RFID-CARD-5PK | InCharge Energy RFID Cards - 5 Pack | 25 | 25 | 25 | 0%
InControl Mobile App QR Sticker | Spare Parts | IC-APP-QRC-S | InControl Mobile App QR Sticker (Dimensions: 6 in x 2.25 in). Standard Shipping Included. | 100 | 100 | 100 | 0%
EVC Roaming Mobile App QR Sticker | Spare Parts | EV-EVC-APP-QRC-S | EVC Roaming Mobile App QR Sticker (Dimensions: 6 in x 2.25 in). Standard Shipping Included. | 100 | 100 | 100 | 0%
InControl Mobile App QR Metal Tag | Spare Parts | QRTAG-V14 | InControl Mobile App QR Metal Tag | NEW PRODUCT | 100 | 100 | 0%
Nayax Credit Card Reader Kit for ABB AiO V1 | Spare Parts | NA-CCR-AIO | Nayax Credit Card Reader Kit for ABB All-in-One Chargers. Standard Shipping Included. | 2600 | 2600 | 2600 | 0%
Nayax Credit Card Reader Kit for ABB AiO V2 | Spare Parts | NA-CCR-AIO-V2 | Nayax Credit Card Reader Kit for ABB All-in-One Chargers. Standard Shipping Included. | 2600 | 2600 | 2600 | 0%
Nayax Credit Card Reader Kit for Terra 53 | Spare Parts | NA-CCR-T53 | Nayax Credit Card Reader Kit for ABB Terra 53 Charger. Standard Shipping Included. | 2318 | 2318 | 2318 | 0%
Payter P68 Credit Card Reader Kit for ABB DCWB | Spare Parts | PA-CCR-ABB-DCWB | Payter P68 Credit Card Reader Kit for ABB DCWB Charger. Standard Shipping Included. | 1666 | 1666 | 1666 | 0%
Payter P68 Credit Card Reader Kit for ICE-30 | Spare Parts | PA-CCR-DCWB | Payter P68 Credit Card Reader Kit for ICE-30 Charger. Standard Shipping Included. | 1666 | 1666 | 1666 | 0%
Payter P68 Credit Card Reader Kit for ICE AiO (Non-ADA) | Spare Parts | PA-CCR-AIO | Payter P68 Credit Card Reader Kit for ICE All-in-One Chargers (Non-ADA Compliant). Standard Shipping Included. | 1266 | 1266 | 1266 | 0%
Payter P68 Credit Card Reader Kit for ICE AiO (ADA), With Screen | Spare Parts | PA-CCR-AIO-V2 | Payter P68 Credit Card Reader Kit for ICE All-in-One Chargers (ADA Compliant), Screen Included. Standard Shipping Included. | 1366 | 1366 | 1366 | 0%
Payter P68 Credit Card Reader Kit for ICE AiO (ADA), No Screen | Spare Parts | PA-CCR-AIO-V3 | Payter P68 Credit Card Reader Kit for ICE All-in-One Chargers (ADA Compliant), No Screen Included. Standard Shipping Included. | 1266 | 1266 | 1266 | 0%
PLC Upgrade Kit | Spare Parts | GWA-PLC-V1 | PLC Upgrade Kit from 300 to 400 PLCs for All ICE Chargers | 930 | 930 | 930 | 0%
IMPU2 Control Unit | Spare Parts | 202310075 | IMPU2 PLC Control Unit for All ICE Chargers | NEW PRODUCT | 750 | 750 | 0%
PLC Cable Kit for ICE-30 | Spare Parts | IA-PLC-CK-V1 | PLC Cable Kit for ICE-30 Charger | 0 | 0 | 0 | --
PLC Cable Kit for ICE AiO | Spare Parts | IA-PLC-CK-V2 | PLC Cable Kit for ICE All-in-One Chargers | 0 | 0 | 0 | --
ICE-30 Gen-1 Door with Screen Assembly | Spare Parts | 202600025 | Full Door Assembly for ICE-30 Generation 1 | 995 | 995 | 995 | 0%
ICE-30 Gen-2 Door with Screen Assembly | Spare Parts | 202600024 | Full Door Assembly for ICE-30 Generation 2 (LVDS & 3mm tempered glass) | 995 | 995 | 995 | 0%
ICE-30 Gen-3 Door with Screen Assembly | Spare Parts | 202600023 | Full Door Assembly for ICE-30 Generation 3 (CCR Compatible) | NEW PRODUCT | 995 | 995 | 0%
ICE AiO Door (Non-ADA) with Screen Assembly | Spare Parts | 221500749-FG | Full Door for ICE All-in-One (Non-ADA Compliant) with Screen Assembly | 995 | 995 | 995 | 0%
ICE AiO (ADA) Screen Assembly | Spare Parts | 221500748-FG | Screen Assembly for ICE All-in-One (ADA Compliant) | 495 | 900 | 900 | 0%
Door Lock Kit for ICE-30 | Spare Parts | 263121172-FG | Door Lock Kit for ICE-30 Charger (Serial Number Versions A00 to A08) | 100 | 100 | 100 | 0%
Door Lock Kit for ICE 30 & AiO | Spare Parts | 263121171-FG | Door Lock Kit for ICE 30 (Versions from Serial Number A09) and All-in-One Chargers | 100 | 100 | 100 | 0%
RFID Plastic Plate for ABB Terra 54, Terra AiO | Spare Parts | 6AGC079518 | RFID Plastic Plate designed to replace the Credit Card Reader. Enabling a downgrade from CCR to Mobile Payment App for T54HV & Terra AiO Chargers | NEW PRODUCT | 200 | 200 | 0%
ICE-30 Filter (1-pack) | Spare Parts | 263090059 | Filter Kit for ICE-30 Chargers (Single Filter) | NEW PRODUCT | 50 | 50 | 0%
ICE AiO Filter (1-pack) | Spare Parts | 263090034 | Filter for ICE All-in-One Chargers (Single Filter) | NEW PRODUCT | 50 | 50 | 0%
ICE AiO Filter Kit (6-pack) | Spare Parts | 263090034-FG | Filter Kit for ICE All-in-One Chargers (Pack of 6 Filters) | NEW PRODUCT | 300 | 300 | 0%
ABB DCWB Filter Kit | Spare Parts | DIA-FK-ABB-DCWB | Filter Kit for ABB DCWB Chargers | NEW PRODUCT | 75 | 75 | 0%
ABB Terra 54 Filter Kit | Spare Parts | DIA-FK-ABB-T54 | Filter Kit for ABB Terra 54 Chargers | NEW PRODUCT | 150 | 150 | 0%
Pin & Sleeve Assembly 60A - 20ft - 3P - V1 | Spare Parts | APJ6485 | Male Plug 20ft Pin & Sleeve Assembly - 60A - 3-Phase (Crouse-Hinds, 4 Poles, 5 Wires) - 480V - for ICE-30 & Terra DCWB Three Phase | 1350 | 1350 | 1350 | 0%
Pin & Sleeve Female Receptacle 60A - 3P - V1 | Spare Parts | RM-ATIA-PS20-60A-V1 | Female Receptacle for Pin & Sleeve 60A - 3-Phase (Crouse-Hinds, 4 Poles, 5 Wires) - 480V - for ICE-30 & Terra DCWB Three Phase | 1280 | 1280 | 1280 | 0%
Pin & Sleeve Assembly 60A - 25ft - 3P - V2 | Spare Parts | SCM560P6W | Male Plug 25ft Pin & Sleeve Assembly - 60A - 3-Phase (4 Pins, 5 Wires) - 480V - for ICE-30 & Terra DCWB Three Phase | 1600 | 1600 | 1600 | 0%
Pin & Sleeve Assembly 60A - 50ft - 3P - V2 | Spare Parts | SCM560P7W | Male Plug 50ft Pin & Sleeve Assembly - 60A - 3-Phase (4 Pins, 5 Wires) - 480V - for ICE-30 & Terra DCWB Three Phase | 2000 | 2000 | 2000 | 0%
Pin & Sleeve Female Receptacle 60A - 3P - V2 | Spare Parts | SCM560R7W | Female Receptacle for Pin & Sleeve 60A - 3-Phase (4 Pins, 5 Wires) - 480V - for ICE-30 & Terra DCWB Three Phase | 480 | 480 | 480 | 0%
Pin & Sleeve Assembly 100A - 25ft - 1P | Spare Parts | SCM3100P6W | Male Plug 25ft Pin & Sleeve Assembly - 100A - 1-Phase (3 Pin Connector) - 240V - for ACL2 & ABB DCWB Single Phase | 2400 | 2400 | 2400 | 0%
Pin & Sleeve Female Receptacle 100A - 1P | Spare Parts | SCA-SCM3100R6W | Female Receptacle for Pin & Sleeve - 100A - 1P (3 Pin Connector) - 240V - for ACL2 & ABB DCWB Single Phase | 730 | 730 | 730 | 0%
Pin & Sleeve Assembly 100A - 25ft - 3P | Spare Parts | SCM5100P7W | Male Plug 25ft Pin & Sleeve Assembly - 100A - 3P (5 Pin Connector) - 480V/600V - for ICE-60 & Terra 54 | 2400 | 2400 | 2400 | 0%
Pin & Sleeve Female Receptacle 100A - 3P | Spare Parts | SCA-SCM5100R7W | Female Receptacle for Pin & Sleeve - 100A - 3P (5 Pin Connector) - 480V/600V - for ICE-60 & Terra 54 | 730 | 730 | 730 | 0%
30kW Power Module | Spare Parts | 202130346 | REG1K0100U Infy Power Module for ICE-60, ICE-120 & ICE-180. Replacement ONLY. (Sourced from China) | 17500 | 2225 | 2225 | 0%
30kW Power Module | Spare Parts | 202130346 | REG1K0100U Infy Power Module for ICE-60, ICE-120 & ICE-180. Replacement ONLY. (Sourced from China) | 17500 | 2225 | 2225 | 0%
AT&T SIM Card for Commercial Network - Tri-Cut | Spare Parts | ATTSIM-1-TRI-COM | SIM Card on the AT&T Commercial Network, Tri-Cut compatible with All Chargers | 10 | 10 | 10 | 0%
TEAL OneChip Standard Sim Card | Spare Parts | TEAL00043 | SIM Card on the AT&T, T-Mobile & Verizon Network. Compatible with All Chargers | 10 | 10 | 10 | 0%
SIM Card Kit for ACL2 Chargers | Spare Parts | ATTA-SIM-KIT-V1 | SIM Card Kit for ACL2 Chargers consisting of Commercial AT&T Tri-Cut SIM Card (Not compatible with ICE-40) | 10 | 10 | 10 | 0%
SIM Card Kit for ICE-30 Chargers | Spare Parts | ATTA-SIM-KIT-V2 | SIM Card Kit for ICE-30 Chargers consisting of Commercial AT&T Full-Size SIM Card & Cradlepoint Router | 630 | 650 | 650 | 0%
SIM Card Kit for ICE AiO Chargers | Spare Parts | ATTA-SIM-KIT-V3 | SIM Card Kit for ICE-60, ICE-120, ICE-180 Chargers consisting of Commercial AT&T Full-Size SIM Card, Cradlepoint Router & Bracket | 680 | 700 | 700 | 0%
Cradlepoint IBR600c Router | Spare Parts | IBR600C-1 | Cradlepoint IBR600c Router with 3 years essential netcloud service and support. Two SIM cards included (FirstNet & Commercial Network) | 600 | 600 | 600 | 0%
Modem Bracket - Cradlepoint Router | Spare Parts | RM-AOCA-BRKT-CPR | Modem Bracket for Cradlepoint Router | NEW PRODUCT | 50 | 50 | 0%
Top Door Lock Kit for Terra 53 | Spare Parts | 6AGC064639 | Top Door Lock Kit for ABB Terra 53 Charger | 153 | 153 | 153 | 0%
Front Door Lock Kit for Terra 53 / Terra 54 | Spare Parts | 6AGC072811 | Front Door Lock Kit for ABB Terra 53 / Terra 54 Charger | 185 | 185 | 185 | 0%
Door Swing Handle for Terra 53 / Terra 54 | Spare Parts | 6AGC073976 | Door Swing Handle for ABB Terra 53 / Terra 54 Charger | 138 | 138 | 138 | 0%
ICE-30 CCS1 (Pre-Owned) | Charger | PO-I30-C1-R | Pre-Owned - DC Wallbox, 30kW max. output, 150 - 1000Vdc out, 480V 3p Input, CCS1 , Wallmount, Cellular, RFID. Check product availability with Supply Chain Team. (Discount equivalent new charger sale price by 25% for pre-owned price) | 25% Off New Charger Price | 25% Off New Charger Price | 25% Off New Charger Price | --
ICE-30 CCS1 Long (Pre-Owned) | Charger | PO-I30-C1L-R | Pre-Owned - DC Wallbox, 30kW max. output, 150 - 1000Vdc out, 480V 3p Input, CCS1 (25ft) , Wallmount, Cellular, RFID. Check product availability with Supply Chain Team. (Discount equivalent new charger sale price by 25% for pre-owned price) | NEW PRODUCT | 25% Off New Charger Price | 25% Off New Charger Price | --
ICE-30 CCS1 / CCS1 (Pre-Owned) | Charger | PO-I30-C1C1-R | Pre-Owned - DC Wallbox, 30kW max. output, 150 - 1000Vdc out, 480V 3p Input, Dual CCS1, Wallmount, Cellular, RFID. Check product availability with Supply Chain Team. (Discount equivalent new charger sale price by 25% for pre-owned price) | 25% Off New Charger Price | 25% Off New Charger Price | 25% Off New Charger Price | --
ICE-30 CCS1 Long / CCS1 Long (Pre-Owned) | Charger | PO-I30-C1LC1L-R | Pre-Owned - DC Wallbox, 30kW max. output, 150 - 1000Vdc out, 480V 3p Input, Dual CCS1 (200A, 25ft), Wallmount, Cellular, RFID. Check product availability with Supply Chain Team. (Discount equivalent new charger sale price by 25% for pre-owned price) | 25% Off New Charger Price | 25% Off New Charger Price | 25% Off New Charger Price | --
ICE-60 CCS1 / CCS1 (Pre-Owned) | Charger | PO-I60-C1C1-R | Pre-Owned - DC Fastcharger, 60kW max. output, 150 - 1000Vdc out, 480V 3p Input, Dual CCS1, All-in-One, Cellular, RFID. Check product availability with Supply Chain Team. (Discount equivalent new charger sale price by 25% for pre-owned price) | 25% Off New Charger Price | 25% Off New Charger Price | 25% Off New Charger Price | --
ICE-60 CCS1 / CCS1 Long (Pre-Owned) | Charger | PO-I60-C1C1L-R | Pre-Owned - DC Fastcharger, 60kW max. output, 150 - 1000Vdc out, 480V 3p Input, CCS1 (200A, 16ft) / CCS1 (200A, 25ft), All-in-One, Cellular, RFID. Check product availability with Supply Chain Team. (Discount equivalent new charger sale price by 25% for pre-owned price) | 25% Off New Charger Price | 25% Off New Charger Price | 25% Off New Charger Price | --
ICE-60 CCS1 Long / CCS1 Long (Pre-Owned) | Charger | PO-I60-C1LC1L-R | Pre-Owned - DC Fastcharger, 60kW max. output, 150 - 1000Vdc out, 480V 3p Input, Dual CCS1 (200A, 25ft), All-in-One, Cellular, RFID. Check product availability with Supply Chain Team. (Discount equivalent new charger sale price by 25% for pre-owned price) | 25% Off New Charger Price | 25% Off New Charger Price | 25% Off New Charger Price | --
ICE-120 CCS1 / CCS1 (Pre-Owned) | Charger | PO-I120-C1C1-R | Pre-Owned - DC Fastcharger, 120kW max. output, 150 - 1000Vdc out, 480V 3p Input, Dual CCS1, All-in-One, Cellular, RFID. Check product availability with Supply Chain Team. (Discount equivalent new charger sale price by 25% for pre-owned price) | 25% Off New Charger Price | 25% Off New Charger Price | 25% Off New Charger Price | --
ICE-120 CCS1 / CCS1, CCR (Pre-Owned) | Charger | PO-I120-C1C1-C | Pre-Owned - DC Fastcharger, 120kW max. output, 150 - 1000Vdc out, 480V 3p Input, Dual CCS1, All-in-One, Cellular, RFID, Credit Card Reader. Check product availability with Supply Chain Team. (Discount equivalent new charger sale price by 25% for pre-owned price) | 25% Off New Charger Price | 25% Off New Charger Price | 25% Off New Charger Price | --
ICE-180 CCS1 / CCS1 (Pre-Owned) | Charger | PO-I180-C1C1-R | Pre-Owned - DC Fastcharger, 180kW max. output, 150 - 1000Vdc out, 480V 3p Input, Dual CCS1, All-in-One, Cellular, RFID. Check product availability with Supply Chain Team. (Discount equivalent new charger sale price by 25% for pre-owned price) | 25% Off New Charger Price | 25% Off New Charger Price | 25% Off New Charger Price | --
Terra 54 CCS1 / CHAdeMO, CCR (Pre-Owned) | Charger | PO-A50L-C1CH-C | Pre-Owned - DC Fastcharger, 50kW max. output, 200 - 500Vdc out, 480Vac 3p Input, CCS1 (125A, 20ft) / CHAdeMO (125A, 20ft), All-in-One, Cellular, RFID, Credit Card Reader | NEW PRODUCT | 25% Off New Charger Price | 25% Off New Charger Price | --
Electrical Distribution Upgrade | Auxiliary | EQ-GRD-PNL-TRD | Electrical Distribution Upgrade, Switchgear, Panels, and Transformers | 0 | 0 | 0 | --
Miscellaneous Equipment | Spare Parts | EQ-MISC | Miscellaneous equipment required for services projects | 0 | 0 | 0 | --
InControl AC Fleet- 12 Months Prepaid | Software | INC-ACFLEET-12 | InControl Smart for L2 Chargers. Includes InControl License and Data Plan Access. Pricing per Port. | NEW PRODUCT | 300 | 300 | 0%
InControl AC Fleet- 24 Months Prepaid | Software | INC-ACFLEET-24 | InControl Smart for L2 Chargers. Includes InControl License and Data Plan Access. Pricing per Port. | NEW PRODUCT | 570 | 570 | 0%
InControl AC Fleet - 36 Months Prepaid | Software | INC-ACFLEET-36 | InControl Smart for L2 Chargers. Includes InControl License and Data Plan Access. Pricing per Port. | NEW PRODUCT | 810 | 810 | 0%
InControl AC Fleet - 48 Months Prepaid | Software | INC-ACFLEET-48 | InControl Smart for L2 Chargers. Includes InControl License and Data Plan Access. Pricing per Port. | NEW PRODUCT | 1020 | 1020 | 0%
InControl AC Fleet - 60 Months Prepaid | Software | INC-ACFLEET-60 | InControl Smart for L2 Chargers. Includes InControl License and Data Plan Access. Pricing per Port. | NEW PRODUCT | 1200 | 1200 | 0%
InControl AC Fleet - 72 Months Prepaid | Software | INC-ACFLEET-72 | InControl Smart for L2 Chargers. Includes InControl License and Data Plan Access. Pricing per Port. | NEW PRODUCT | 1440 | 1440 | 0%
InControl AC Fleet - 120 Months Prepaid | Software | INC-ACFLEET-120 | InControl Smart for L2 Chargers. Includes InControl License and Data Plan Access. Pricing per Port. | NEW PRODUCT | 2400 | 2400 | 0%
InControl AC AppPay - 12 Months Prepaid | Software | INC-ACAPPPAY-12 | InControl Smart for L2 Chargers. Includes InControl License, Data Plan Access, and Mobile Payment App/Roaming Capabilities. Pricing per Port. | NEW PRODUCT | 444 | 444 | 0%
InControl AC AppPay - 24 Months Prepaid | Software | INC-ACAPPPAY-24 | InControl Smart for L2 Chargers. Includes InControl License, Data Plan Access, and Mobile Payment App/Roaming Capabilities. Pricing per Port. | NEW PRODUCT | 843.6 | 843.6 | 0%
InControl AC AppPay - 36 Months Prepaid | Software | INC-ACAPPPAY-36 | InControl Smart for L2 Chargers. Includes InControl License, Data Plan Access, and Mobile Payment App/Roaming Capabilities. Pricing per Port. | NEW PRODUCT | 1198.8 | 1198.8 | 0%
InControl AC AppPay - 48 Months Prepaid | Software | INC-ACAPPPAY-48 | InControl Smart for L2 Chargers. Includes InControl License, Data Plan Access, and Mobile Payment App/Roaming Capabilities. Pricing per Port. | NEW PRODUCT | 1509.6 | 1509.6 | 0%
InControl AC AppPay - 60 Months Prepaid | Software | INC-ACAPPPAY-60 | InControl Smart for L2 Chargers. Includes InControl License, Data Plan Access, and Mobile Payment App/Roaming Capabilities. Pricing per Port. | NEW PRODUCT | 1776 | 1776 | 0%
InControl AC AppPay - 72 Months Prepaid | Software | INC-ACAPPPAY-72 | InControl Smart for L2 Chargers. Includes InControl License, Data Plan Access, and Mobile Payment App/Roaming Capabilities. Pricing per Port. | NEW PRODUCT | 2131.2 | 2131.2 | 0%
InControl AC AppPay - 120 Months Prepaid | Software | INC-ACAPPPAY-120 | InControl Smart for L2 Chargers. Includes InControl License, Data Plan Access, and Mobile Payment App/Roaming Capabilities. Pricing per Port. | NEW PRODUCT | 3552 | 3552 | 0%
InControl DC Fleet - 12 Months Prepaid | Software | INC-DCFLEET-12 | InControl Smart for DC Chargers. Includes InControl License and Data Plan Access. Pricing per Port. | NEW PRODUCT | 324 | 324 | 0%
InControl DC Fleet - 24 Months Prepaid | Software | INC-DCFLEET-24 | InControl Smart for DC Chargers. Includes InControl License and Data Plan Access. Pricing per Port. | NEW PRODUCT | 615.6 | 615.6 | 0%
InControl DC Fleet - 36 Months Prepaid | Software | INC-DCFLEET-36 | InControl Smart for DC Chargers. Includes InControl License and Data Plan Access. Pricing per Port. | NEW PRODUCT | 874.8 | 874.8 | 0%
InControl DC Fleet - 48 Months Prepaid | Software | INC-DCFLEET-48 | InControl Smart for DC Chargers. Includes InControl License and Data Plan Access. Pricing per Port. | NEW PRODUCT | 1101.6 | 1101.6 | 0%
InControl DC Fleet - 60 Months Prepaid | Software | INC-DCFLEET-60 | InControl Smart for DC Chargers. Includes InControl License and Data Plan Access. Pricing per Port. | NEW PRODUCT | 1296 | 1296 | 0%
InControl DC Fleet - 72 Months Prepaid | Software | INC-DCFLEET-72 | InControl Smart for DC Chargers. Includes InControl License and Data Plan Access. Pricing per Port. | NEW PRODUCT | 1555.2 | 1555.2 | 0%
InControl DC Fleet - 120 Months Prepaid | Software | INC-DCFLEET-120 | InControl Smart for DC Chargers. Includes InControl License and Data Plan Access. Pricing per Port. | NEW PRODUCT | 2592 | 2592 | 0%
InControl DC AppPay - 12 Months Prepaid | Software | INC-DCAPPPAY-12 | InControl Smart for DC Chargers. Includes InControl License, Data Plan Access, and Mobile Payment App/Roaming Capabilities. Pricing per Port. | NEW PRODUCT | 396 | 396 | 0%
InControl DC AppPay - 24 Months Prepaid | Software | INC-DCAPPPAY-24 | InControl Smart for DC Chargers. Includes InControl License, Data Plan Access, and Mobile Payment App/Roaming Capabilities. Pricing per Port. | NEW PRODUCT | 752.4 | 752.4 | 0%
InControl DC AppPay - 36 Months Prepaid | Software | INC-DCAPPPAY-36 | InControl Smart for DC Chargers. Includes InControl License, Data Plan Access, and Mobile Payment App/Roaming Capabilities. Pricing per Port. | NEW PRODUCT | 1069.2 | 1069.2 | 0%
InControl DC AppPay - 48 Months Prepaid | Software | INC-DCAPPPAY-48 | InControl Smart for DC Chargers. Includes InControl License, Data Plan Access, and Mobile Payment App/Roaming Capabilities. Pricing per Port. | NEW PRODUCT | 1346.4 | 1346.4 | 0%
InControl DC AppPay - 60 Months Prepaid | Software | INC-DCAPPPAY-60 | InControl Smart for DC Chargers. Includes InControl License, Data Plan Access, and Mobile Payment App/Roaming Capabilities. Pricing per Port. | NEW PRODUCT | 1584 | 1584 | 0%
InControl DC AppPay - 72 Months Prepaid | Software | INC-DCAPPPAY-72 | InControl Smart for DC Chargers. Includes InControl License, Data Plan Access, and Mobile Payment App/Roaming Capabilities. Pricing per Port. | NEW PRODUCT | 1900.8 | 1900.8 | 0%
InControl DC AppPay - 120 Months Prepaid | Software | INC-DCAPPPAY-120 | InControl Smart for DC Chargers. Includes InControl License, Data Plan Access, and Mobile Payment App/Roaming Capabilities. Pricing per Port. | NEW PRODUCT | 3168 | 3168 | 0%
InControl DC Public - 12 Months Prepaid | Software | INC-DCPUBLIC-12 | InControl Smart for DC Chargers. Includes InControl License, Data Plan Access, and Credit Card Payment Management. Pricing per Port. | NEW PRODUCT | 540 | 540 | 0%
InControl DC Public - 24 Months Prepaid | Software | INC-DCPUBLIC-24 | InControl Smart for DC Chargers. Includes InControl License, Data Plan Access, and Credit Card Payment Management. Pricing per Port. | NEW PRODUCT | 1026 | 1026 | 0%
InControl DC Public - 36 Months Prepaid | Software | INC-DCPUBLIC-36 | InControl Smart for DC Chargers. Includes InControl License, Data Plan Access, and Credit Card Payment Management. Pricing per Port. | NEW PRODUCT | 1458 | 1458 | 0%
InControl DC Public - 48 Months Prepaid | Software | INC-DCPUBLIC-48 | InControl Smart for DC Chargers. Includes InControl License, Data Plan Access, and Credit Card Payment Management. Pricing per Port. | NEW PRODUCT | 1836 | 1836 | 0%
InControl DC Public - 60 Months Prepaid | Software | INC-DCPUBLIC-60 | InControl Smart for DC Chargers. Includes InControl License, Data Plan Access, and Credit Card Payment Management. Pricing per Port. | NEW PRODUCT | 2160 | 2160 | 0%
InControl DC Public - 72 Months Prepaid | Software | INC-DCPUBLIC-72 | InControl Smart for DC Chargers. Includes InControl License, Data Plan Access, and Credit Card Payment Management. Pricing per Port. | NEW PRODUCT | 2592 | 2592 | 0%
InControl DC Public - 120 Months Prepaid | Software | INC-DCPUBLIC-120 | InControl Smart for DC Chargers. Includes InControl License, Data Plan Access, and Credit Card Payment Management. Pricing per Port. | NEW PRODUCT | 4320 | 4320 | 0%
Data Pass Through (Proxy) - 12 Months Prepaid | Software | INC-ADDON-APIPX-12 | Enables Proxy OCPP connection for data pass through of charging session data to customer's CMS. Customer will have visibility into chargers via InControl interface but will have no charger operations controls. Ability to request service is available. 12 Months Prepaid. Per port pricing. | NEW PRODUCT | 72 | 72 | 0%
Data Pass Through (Proxy) - 24 Months Prepaid | Software | INC-ADDON-APIPX-24 | Enables Proxy OCPP connection for data pass through of charging session data to customer's CMS. Customer will have visibility into chargers via InControl interface but will have no charger operations controls. Ability to request service is available. 24 Months Prepaid. Per port pricing. | NEW PRODUCT | 137 | 137 | 0%
Data Pass Through (Proxy) - 36 Months Prepaid | Software | INC-ADDON-APIPX-36 | Enables Proxy OCPP connection for data pass through of charging session data to customer's CMS. Customer will have visibility into chargers via InControl interface but will have no charger operations controls. Ability to request service is available. 36 Months Prepaid. Per port pricing. | NEW PRODUCT | 194 | 194 | 0%
Data Pass Through (Proxy) - 48 Months Prepaid | Software | INC-ADDON-APIPX-48 | Enables Proxy OCPP connection for data pass through of charging session data to customer's CMS. Customer will have visibility into chargers via InControl interface but will have no charger operations controls. Ability to request service is available. 48 Months Prepaid. Per port pricing. | NEW PRODUCT | 245 | 245 | 0%
Data Pass Through (Proxy) - 60 Months Prepaid | Software | INC-ADDON-APIPX-60 | Enables Proxy OCPP connection for data pass through of charging session data to customer's CMS. Customer will have visibility into chargers via InControl interface but will have no charger operations controls. Ability to request service is available. 60 Months Prepaid. Per port pricing. | NEW PRODUCT | 288 | 288 | 0%
Data Pass Through (Proxy) - 72 Months Prepaid | Software | INC-ADDON-APIPX-72 | Enables Proxy OCPP connection for data pass through of charging session data to customer's CMS. Customer will have visibility into chargers via InControl interface but will have no charger operations controls. Ability to request service is available. 72 Months Prepaid. Per port pricing. | NEW PRODUCT | 346 | 346 | 0%
Data Pass Through (Proxy) - 120 Months Prepaid | Software | INC-ADDON-APIPX-120 | Enables Proxy OCPP connection for data pass through of charging session data to customer's CMS. Customer will have visibility into chargers via InControl interface but will have no charger operations controls. Ability to request service is available. 120 Months Prepaid. Per port pricing. | NEW PRODUCT | 576 | 576 | 0%
Charger Diagnostics (Proxy) - 12 Months Prepaid | Software | INC-ADDON-CDPX-12 | Enables proxy connection for charger to managed on the InCharge network for service and support. InCharge support team has ability to remotely view, diagnose, and resolve charger issues. Customer has no visibility or access to InControl. 12 months prepaid. Per port pricing. | NEW PRODUCT | 48 | 48 | 0%
Charger Diagnostics (Proxy) - 24 Months Prepaid | Software | INC-ADDON-CDPX-24 | Enables proxy connection for charger to managed on the InCharge network for service and support. InCharge support team has ability to remotely view, diagnose, and resolve charger issues. Customer has no visibility or access to InControl. 24 months prepaid. Per port pricing. | NEW PRODUCT | 91 | 91 | 0%
Charger Diagnostics (Proxy) - 36 Months Prepaid | Software | INC-ADDON-CDPX-36 | Enables proxy connection for charger to managed on the InCharge network for service and support. InCharge support team has ability to remotely view, diagnose, and resolve charger issues. Customer has no visibility or access to InControl. 36 months prepaid. Per port pricing. | NEW PRODUCT | 130 | 130 | 0%
Charger Diagnostics (Proxy) - 48 Months Prepaid | Software | INC-ADDON-CDPX-48 | Enables proxy connection for charger to managed on the InCharge network for service and support. InCharge support team has ability to remotely view, diagnose, and resolve charger issues. Customer has no visibility or access to InControl. 48 months prepaid. Per port pricing. | NEW PRODUCT | 163 | 163 | 0%
Charger Diagnostics (Proxy) - 60 Months Prepaid | Software | INC-ADDON-CDPX-60 | Enables proxy connection for charger to managed on the InCharge network for service and support. InCharge support team has ability to remotely view, diagnose, and resolve charger issues. Customer has no visibility or access to InControl. 60 months prepaid. Per port pricing. | NEW PRODUCT | 192 | 192 | 0%
Charger Diagnostics (Proxy) - 72 Months Prepaid | Software | INC-ADDON-CDPX-72 | Enables proxy connection for charger to managed on the InCharge network for service and support. InCharge support team has ability to remotely view, diagnose, and resolve charger issues. Customer has no visibility or access to InControl. 72 months prepaid. Per port pricing. | NEW PRODUCT | 230 | 230 | 0%
Charger Diagnostics (Proxy) - 120 Months Prepaid | Software | INC-ADDON-CDPX-120 | Enables proxy connection for charger to managed on the InCharge network for service and support. InCharge support team has ability to remotely view, diagnose, and resolve charger issues. Customer has no visibility or access to InControl. 120 months prepaid. Per port pricing. | NEW PRODUCT | 384 | 384 | 0%
Data Plan - 12 months Prepaid | Software | CONN-DATA-12 | Data Plan to ensure connectivity - Cellular Data 4G/5G. 12 Months Prepaid. Per charger or SIM card. | NEW PRODUCT | 75 | 75 | 0%
Data Plan - 24 months Prepaid | Software | CONN-DATA-24 | Data Plan to ensure connectivity - Cellular Data 4G/5G. 24 Months Prepaid. Per charger or SIM card. | NEW PRODUCT | 150 | 150 | 0%
Data Plan - 36 months Prepaid | Software | CONN-DATA-36 | Data Plan to ensure connectivity - Cellular Data 4G/5G. 36 Months Prepaid. Per charger or SIM card. | NEW PRODUCT | 225 | 225 | 0%
Data Plan - 48 months Prepaid | Software | CONN-DATA-48 | Data Plan to ensure connectivity - Cellular Data 4G/5G. 48 Months Prepaid. Per charger or SIM card. | NEW PRODUCT | 300 | 300 | 0%
Data Plan - 60 months Prepaid | Software | CONN-DATA-60 | Data Plan to ensure connectivity - Cellular Data 4G/5G. 60 Months Prepaid. Per charger or SIM card. | NEW PRODUCT | 375 | 375 | 0%
Data Plan - 72 months Prepaid | Software | CONN-DATA-72 | Data Plan to ensure connectivity - Cellular Data 4G/5G. 72 Months Prepaid. Per charger or SIM card. | NEW PRODUCT | 450 | 450 | 0%
Data Plan - 120 Months Prepaid | Software | CONN-DATA-120 | Data Plan to ensure connectivity - Cellular Data 4G/5G. 120 Months Prepaid. Per charger or SIM card. | NEW PRODUCT | 750 | 750 | 0%
AC Fleet to AppPay Add-on - 12 Months | Software | INC-ADD-ACAP-12 | InControl software add-on for AppPay, 12 month subscription terms. Pricing per Port. | NEW PRODUCT | 222 | 222 | 0%
AC Fleet to AppPay Add-on - 24 Months | Software | INC-ADD-ACAP-24 | InControl software add-on for AppPay, 24 month subscription terms. Pricing per Port. | NEW PRODUCT | 444 | 444 | 0%
AC Fleet to AppPay Add-on - 36 Months | Software | INC-ADD-ACAP-36 | InControl software add-on for AppPay, 36 month subscription terms. Pricing per Port. | NEW PRODUCT | 666 | 666 | 0%
AC Fleet to AppPay Add-on - 48 Months | Software | INC-ADD-ACAP-48 | InControl software add-on for AppPay, 48 month subscription terms. Pricing per Port. | NEW PRODUCT | 888 | 888 | 0%
AC Fleet to AppPay Add-on - 60 Months | Software | INC-ADD-ACAP-60 | InControl software add-on for AppPay, 60 month subscription terms. Pricing per Port. | NEW PRODUCT | 1110 | 1110 | 0%
AC Fleet to AppPay Add-on - 72 Months | Software | INC-ADD-ACAP-72 | InControl software add-on for AppPay, 72 month subscription terms. Pricing per Port. | NEW PRODUCT | 1332 | 1332 | 0%
AC Fleet to AppPay Add-on - 120 Months | Software | INC-ADD-ACAP-120 | InControl software add-on for AppPay, 120 month subscription terms. Pricing per Port. | NEW PRODUCT | 2220 | 2220 | 0%
DC Fleet to AppPay Add-on - 12 Months | Software | INC-ADD-DCAP-12 | InControl software add-on for AppPay, 12 month subscription terms. Pricing per Port. | NEW PRODUCT | 130 | 130 | 0%
DC Fleet to AppPay Add-on - 24 Months | Software | INC-ADD-DCAP-24 | InControl software add-on for AppPay, 24 month subscription terms. Pricing per Port. | NEW PRODUCT | 260 | 260 | 0%
DC Fleet to AppPay Add-on - 36 Months | Software | INC-ADD-DCAP-36 | InControl software add-on for AppPay, 36 month subscription terms. Pricing per Port. | NEW PRODUCT | 390 | 390 | 0%
DC Fleet to AppPay Add-on - 48 Months | Software | INC-ADD-DCAP-48 | InControl software add-on for AppPay, 48 month subscription terms. Pricing per Port. | NEW PRODUCT | 520 | 520 | 0%
DC Fleet to AppPay Add-on - 60 Months | Software | INC-ADD-DCAP-60 | InControl software add-on for AppPay, 60 month subscription terms. Pricing per Port. | NEW PRODUCT | 650 | 650 | 0%
DC Fleet to AppPay Add-on - 72 Months | Software | INC-ADD-DCAP-72 | InControl software add-on for AppPay, 72 month subscription terms. Pricing per Port. | NEW PRODUCT | 780 | 780 | 0%
DC Fleet to AppPay Add-on - 120 Months | Software | INC-ADD-DCAP-120 | InControl software add-on for AppPay, 120 month subscription terms. Pricing per Port. | NEW PRODUCT | 1300 | 1300 | 0%
DC Fleet to Public Add-on - 12 Months | Software | INC-ADD-DCCCR-12 | InControl software add-on for CCR, 12 month subscription terms. Pricing per Port. | NEW PRODUCT | 246 | 246 | 0%
DC Fleet to Public Add-on - 24 Months | Software | INC-ADD-DCCCR-24 | InControl software add-on for CCR, 24 month subscription terms. Pricing per Port. | NEW PRODUCT | 492 | 492 | 0%
DC Fleet to Public Add-on - 36 Months | Software | INC-ADD-DCCCR-36 | InControl software add-on for CCR, 36 month subscription terms. Pricing per Port. | NEW PRODUCT | 738 | 738 | 0%
DC Fleet to Public Add-on - 48 Months | Software | INC-ADD-DCCCR-48 | InControl software add-on for CCR, 48 month subscription terms. Pricing per Port. | NEW PRODUCT | 984 | 984 | 0%
DC Fleet to Public Add-on - 60 Months | Software | INC-ADD-DCCCR-60 | InControl software add-on for CCR, 60 month subscription terms. Pricing per Port. | NEW PRODUCT | 1230 | 1230 | 0%
DC Fleet to Public Add-on - 72 Months | Software | INC-ADD-DCCCR-72 | InControl software add-on for CCR, 72 month subscription terms. Pricing per Port. | NEW PRODUCT | 1476 | 1476 | 0%
DC Fleet to Public Add-on - 120 Months | Software | INC-ADD-DCCCR-120 | InControl software add-on for CCR, 120 month subscription terms. Pricing per Port. | NEW PRODUCT | 2460 | 2460 | 0%
DC AppPay to Public Add-on - 12 Months | Software | INC-ADD-DCAPTOCCR-12 | InControl software add-on for CCR, 12 month subscription terms. Pricing per Port. | NEW PRODUCT | 135 | 135 | 0%
DC AppPay to Public Add-on - 24 Months | Software | INC-ADD-DCAPTOCCR-24 | InControl software add-on for CCR, 24 month subscription terms. Pricing per Port. | NEW PRODUCT | 270 | 270 | 0%
DC AppPay to Public Add-on - 36 Months | Software | INC-ADD-DCAPTOCCR-36 | InControl software add-on for CCR, 36 month subscription terms. Pricing per Port. | NEW PRODUCT | 405 | 405 | 0%
DC AppPay to Public Add-on - 48 Months | Software | INC-ADD-DCAPTOCCR-48 | InControl software add-on for CCR, 48 month subscription terms. Pricing per Port. | NEW PRODUCT | 540 | 540 | 0%
DC AppPay to Public Add-on - 60 Months | Software | INC-ADD-DCAPTOCCR-60 | InControl software add-on for CCR, 60 month subscription terms. Pricing per Port. | NEW PRODUCT | 675 | 675 | 0%
DC AppPay to Public Add-on - 72 Months | Software | INC-ADD-DCAPTOCCR-72 | InControl software add-on for CCR, 72 month subscription terms. Pricing per Port. | NEW PRODUCT | 810 | 810 | 0%
DC AppPay to Public Add-on - 120 Months | Software | INC-ADD-DCAPTOCC-120 | InControl software add-on for CCR, 120 month subscription terms. Pricing per Port. | NEW PRODUCT | 1350 | 1350 | 0%
InControl Setup | Software | INC-SETUP | One-time software, hardware configuration and setup fee for the InControl portal (per site) | 499 | 599 | 599 | 0%
Software Miscellaneous | Software | SW-MISC | Miscellaneous Software Services | 0 | 0 | 0 | --
CaaS Minimum Payment | Finance Product | CAAS-MIN | Charging as a Service (CaaS) Minimum Payment | Cost + 40% | 0 | 0 | --
CaaS Usage Based Payment | Finance Product | CAAS-USG | Charging as a Service (CaaS) Usage Based Payment | Cost + 40% | 0 | 0 | --
CaaS Electricity Pass Through | Finance Product | CAAS-ELEC | Charging as a Service (CaaS) Electricity Pass Through | Cost + 40% | 0 | 0 | --
LCFS Carbon Credits | Finance Product | LCFS-CC | Low-Carbon Fuel Standard (LCFS) Carbon Credits | Cost + 40% | 0 | 0 | --
Lease Agreement | Finance Product | LEASE | Lease Agreement: X Month Term: X months @ $0.00 followed by xx months @ $XX+ tax. $XX Buy Out Purchase the equipment for $XX. Reference to master lease agreement XX. | NEW PRODUCT | 0 | 0 | --
Site Assessment - Core | Services | EPC-A-BA | Includes a Comprehensive Site Plan, Parking and Equipment Layout, Single Line with Budgetary Estimate and Schedule. | NEW PRODUCT | 750 | 750 | 0%
Site Assessment - Plus | Services | EPC-A-PL | Includes a 3D 360 Degree Site Survey, Comprehensive Site Plan, Parking and Equipment Layout, Single Line with Budgetary Estimate and Schedule. | NEW PRODUCT | 1800 | 1800 | 0%
Site Assessment - Advanced | Services | EPC-A-ADV | Includes a 3D 360 Degree Site Survey, Comprehensive Site Plan, Parking and Equipment Layout, Single Line with Budgetary Estimate and Schedule with AHJ and Utility Coordination Feasibility Report. | NEW PRODUCT | 5000 | 5000 | 0%
Site Assessment - Bid-ready | Services | EPC-A-PRE | Includes a 3D 360 Degree Site Survey, Issue for Permit Engineering Drawings (up to 10 EVSE Ports) with Construction Estimate and Schedule. AHJ and Utility Coordination included. | NEW PRODUCT | 7500 | 7500 | 0%
On-Site Visit by InCharge Representative | Services | EPC-A-OSV | On site visit by InCharge representative. Includes Cellular Signal Strength Assessment. | NEW PRODUCT | 500 | 500 | 0%
Custom Site Assessment | Services | EPC-A-CUST | Reserved for sites with more than 10 EVSE ports or with nontraditional assessments. Reach out to EPC team for detailed price quote. | NEW PRODUCT | 0 | 0 | --
Engineering & Project Management | Services | SVS-ENG-PM | Design Engineering, Drawings, Permit Fees, Project Management, Mobilization | Cost + 40% | 0 | 0 | --
Permit Services | Services | SVS-PERMIT | Permit Fees & Permit Assistance | Cost + 40% | 0 | 0 | --
Post Construction (Installation) Site Inspection | Services | SVS-PCSI | Post construction (installation) site inspection to verify the site construction matches as built and program requirements. | 2000 | 2000 | 2000 | 0%
Interoperability Testing Service | Services | SVS-INTEROP | Scope: 1) Basic Testing to make sure Charger SW and FW are Compatible with Vehicle and we are able to see all the Parameters, 2) Remote start and remote stop, 3) RFID Session, 4) OTP session, 5) Load Management (PL, Delayed, Start and stop Charging, Inoperative) Both on charger level and site level, 6) Stopping session from vehicle, 7) Remote session on sleep vehicle, 8) Timeout session, 9) Parallel Charging session (Standalone, Plug switch, Current Switch, Full hold), 10) Exception session | 7120 | 7120 | 7120 | 0%
EVSE Pre-Commissioning | Services | SVS-PRE-COMM | EVSE Pre-Commissioning Services | 0 | 0 | 0 | --
Miscellaneous Equipment/Services | Services | EQ-MISC-SVS | 0 | NEW PRODUCT | 0 | 0 | --
Miscellaneous Consulting | Services | SVS-MISC | Miscellaneous consulting services | Cost + 40% | 0 | 0 | --
InControl deployment support, In-Person | Services | PS-ICDS-IP | Up to 8 hours one-time onsite deployment support. Pre-deployment InControl setup and configuration. | 6000 | 6000 | 6000 | 0%
InControl deployment support, Virtual | Services | PS-ICDS-V | Comprehensive InControl setup and configuration | 3000 | 3000 | 3000 | 0%
InControl Training & Support, 1 Hour (Virtual, 2 Hour Minimum) | Services | PS-ICST-V | Virtual 1 Hour InControl Training & Support (Minimum 2 hour purchase required) | NEW PRODUCT | 250 | 250 | 0%
Civil Site Work | Installation and Commissioning | INST-CIVIL-SW | Civil site work, trenching, concrete bases, pavement, core drilling, backfill, restore | Cost + 40% | 0 | 0 | --
Circuit Construction Work | Installation and Commissioning | INST-CIR-CW | Electrical construction work, installation of conduit/wiring for chargers and equipment | Cost + 40% | 0 | 0 | --
Communication Upgrade / Cell Boost | Installation and Commissioning | INST-COMM-INS | Communication system install upgrade. Networking, Cellular booster | Cost + 40% | 0 | 0 | --
Safety Installation | Installation and Commissioning | INST-SAF-INS | Site Safety item installation, protective bollards, signage, striping | Cost + 40% | 0 | 0 | --
Miscellaneous Bolt Down Installation | Installation and Commissioning | INST-BD | Bolt Down Installation. Unboxing and disposal of materials in onsite refuse containers, Assembly and bolt down of equipment, Commissioning, Startup of equipment, testing with a production BEV, warranty verification of installation, submission of OEM commissioning documents, includes labor, travel. Permit fees not included. | 0 | 0 | 0 | --
Bolt Down of the first AC Charging Station | Installation and Commissioning | INST-BD-ACL2 | Bolt Down of the first AC Charging Station. Unboxing and disposal of materials in onsite refuse containers, Assembly and bolt down of equipment, Commissioning, Startup of equipment, testing with a production BEV, warranty verification of installation, submission of OEM commissioning documents, includes labor, travel. Permit fees not included. | 2000 | 2000 | 2000 | 0%
Bolt Down of subsequent AC Charging Station for the same site ONLY | Installation and Commissioning | INST-BD-ACL2-ADD | Bolt Down of subsequent AC Charging Station for the same site ONLY. Unboxing and disposal of materials in onsite refuse containers, Assembly and bolt down of equipment, Commissioning, Startup of equipment, testing with a production BEV, warranty verification of installation, submission of OEM commissioning documents, includes labor, travel. Permit fees not included. | 1000 | 1000 | 1000 | 0%
Bolt Down of the first DC Wallbox or All-in-One Charging Station | Installation and Commissioning | INST-BD-DCFC | Bolt Down of the first DC Wallbox or All-in-One Charging Station. Unboxing and disposal of materials in onsite refuse containers, Assembly and bolt down of equipment, Commissioning, Startup of equipment, testing with a production BEV, warranty verification of installation, submission of OEM commissioning documents, includes labor, travel, forklift, two technicians. Permit fees not included. | 4500 | 4500 | 4500 | 0%
Bolt Down of subsequent DC DC Wallbox or All-in-One Charging Station for the same site ONLY | Installation and Commissioning | INST-BD-DCFC-ADD | Bolt Down of subsequent DC DC Wallbox or All-in-One Charging Station for the same site ONLY. Unboxing and disposal of materials in onsite refuse containers, Assembly and bolt down of equipment, Commissioning, Startup of equipment, testing with a production BEV, warranty verification of installation, submission of OEM commissioning documents, includes labor, travel, forklift, two technicians. Permit fees not included. | 2000 | 2000 | 2000 | 0%
Miscellaneous Commissioning | Installation and Commissioning | INST-CSN | Miscellaneous Commissioning Services | 0 | 0 | 0 | --
Commissioning & Startup of the first AC or DC Charging Station | Installation and Commissioning | INST-CSN-ACDC-1 | Commissioning and Startup of the first AC or DC Charging Station (DO NOT USE for T-54, T-124, T-184, Split System or BESS). Scope of Work - Testing with a production Battery Electric Vehicle, warranty verification of installation, submission of OEM commissioning documents. Includes labor and travel. NOTE: Additional trips will require Change Order to be signed. Price is for single trip to commission the first charger. Customer induced changes that require an additional trip(s) will be quoted as time and material Change Order. | 1750 | 1750 | 1750 | 0%
Commissioning & Startup of the first ABB T-54, T-124 or T-184 Charging Station ONLY | Installation and Commissioning | INST-CSN-AAIO-1 | Commissioning and Startup of the first ABB T-54, T-124 or T-184 Charging Station ONLY (DO NOT USE for Split System or BESS). Scope of Work - Testing with a production Battery Electric Vehicle, warranty verification of installation, submission of OEM commissioning documents. Includes labor and travel. NOTE: Price is for single trip to commission the first charger. Customer induced changes that require an additional trip(s) will be quoted as time and material Change Order. | 2100 | 2100 | 2100 | 0%
Commissioning & Startup of the subsequent any AC or ICE DC Charging Station ONLY | Installation and Commissioning | INST-CSN-ACIDC-2 | Commissioning and Startup of the subsequent any AC or ICE DC Charging Station ONLY (DO NOT USE for Split System or BESS). Scope of Work - Testing with a production Battery Electric Vehicle, warranty verification of installation, submission of OEM commissioning documents. Includes labor and travel. NOTE: Price is for single trip to commission the subsequent chargers. Customer induced changes that require an additional trip(s) will be quoted as time and material Change Order. | 350 | 350 | 350 | 0%
Commissioning & Startup of the subsequent any ABB DCWB or T-54 Charging Station ONLY | Installation and Commissioning | INST-CSN-AWBT54-2 | Commissioning and Startup of the subsequent any ABB DCWB or T-54 Charging Station ONLY. Scope of Work - Testing with a production Battery Electric Vehicle, warranty verification of installation, submission of OEM commissioning documents. Includes labor and travel. NOTE: Price is for single trip to commission the subsequent chargers. Customer induced changes that require an additional trip(s) will be quoted as time and material Change Order. | 525 | 525 | 525 | 0%
Commissioning & Startup of the subsequent any ABB T-124 or T-184 Charging Station ONLY | Installation and Commissioning | INST-CSN-ATH-2 | Commissioning and Startup of the subsequent any ABB T-124 or T-184 Charging Station ONLY. Scope of Work - Testing with a production Battery Electric Vehicle, warranty verification of installation, submission of OEM commissioning documents. Includes labor and travel. NOTE: Price is for single trip to commission ALL the chargers. Customer induced changes that require an additional trip(s) will be quoted as time and material Change Order. | 875 | 875 | 875 | 0%
Custom Installation | Installation and Commissioning | INST-CUSTOM | Scope and Price are according to the specific installation location as reviewed during Site Pre-assessment | Cost + 40% | 0 | 0 | --
Cable Installation / Replacement | Installation and Commissioning | INST-CBL | Cable Installation / Replacement (Includes travel and time onsite) | NEW PRODUCT | 1200 | 1200 | 0%
CCR Retrofit Service | Installation and Commissioning | INST-CCR-UPG | Credit Card Reader Retrofit Service (Labor only for anywhere in the USA, except AK & HI) | 1500 | 1500 | 1500 | 0%
Mobile App Installation | Installation and Commissioning | INST-MAPP | Mobile app installation service, including QR code sticker application and payment settings configuration. Service package covers labor and travel time for anywhere in the USA, except AK & HI. | 500 | 500 | 500 | 0%
ICE Charger 60kW Power Upgrade Service | Installation and Commissioning | INST-ICE60KW-UPG | 60kW Power Upgrade for ICE DC All-in-One Charging Station. Includes (2) 30kW Modules, Shipping, Labor, & Travel | 41000 | 41000 | 41000 | 0%
ICE Charger 120kW Power Upgrade Service | Installation and Commissioning | INST-ICE120KW-UPG | 120kW Power Upgrade for ICE DC All-in-One Charging Station. Includes (4) 30kW Modules, Shipping, Labor, & Travel | 61000 | 61000 | 61000 | 0%
Miscellaneous Installation | Installation and Commissioning | INST-MISC | Miscellaneous installation services | Cost + 40% | 0 | 0 | --
Restocking Fee | Installation and Commissioning | RESTOCK-FEE | Restocking Fee for Order Cancellation. Price to be determined based on the project. | 0 | 0 | 0 | --
Nissan NA - Stipend for installation and activation. | Installation and Commissioning | NNA-COMP | Nissan North America - Stipend paid directly to InCharge for installation and activation. | -7500 | -7500 | -7500 | 0%
Nissan NA - Stipend for the charger and 2 years of subscription | Installation and Commissioning | NNA-COMP2 | Nissan North America - Stipend paid directly to InCharge for for the charger and 2 years of subscription. | 0 | 0 | 0 | --
Onsite Commissioning for A400 | Installation and Commissioning | 6AGC126989 | Onsite Commissioning Fee for A400. Includes 2 hours of drive time by technician - remote sites may incur an additional travel-time surcharge. | NEW PRODUCT | 3328 | 3328 | 0%
Onsite Commissioning for HVC150 Power Cabinet | Installation and Commissioning | 6AGC117538 | Onsite Commissioning Fee for HVC150 Power Cabinet Only (Commissioning for the Depot Box must be purchased separately). | NEW PRODUCT | 3328 | 3328 | 0%
Onsite Commissioning for HVC200 Power Cabinet, 2 Outlet | Installation and Commissioning | 6AGC129442 | Onsite Commissioning Fee for HVC200, 2 Outlet (Commissioning for Depot Boxes must be purchased separately. Includes 2 hours of drive time by technician - remote sites may incur an additional travel-time surcharge. | NEW PRODUCT | 3328 | 3328 | 0%
Onsite Commissioning for HVC200 Power Cabinet, 4 Outlet | Installation and Commissioning | 6AGC129447 | Onsite Commissioning Fee for HVC200, 4 Outlet (Commissioning for Depot Boxes must be purchased separately. Includes 2 hours of drive time by technician - remote sites may incur an additional travel-time surcharge. | NEW PRODUCT | 3328 | 3328 | 0%
Onsite Commissioning for HVC300 Power Cabinet, 2 Outlet | Installation and Commissioning | 6AGC129444 | Onsite Commissioning Fee for HVC300, 2 Outlet (Commissioning for Depot Boxes must be purchased separately. Includes 2 hours of drive time by technician - remote sites may incur an additional travel-time surcharge. | NEW PRODUCT | 3328 | 3328 | 0%
Onsite Commissioning for HVC300 Power Cabinet, 4 Outlet | Installation and Commissioning | 6AGC129449 | Onsite Commissioning Fee for HVC300, 4 Outlet (Commissioning for Depot Boxes must be purchased separately. Includes 2 hours of drive time by technician - remote sites may incur an additional travel-time surcharge. | NEW PRODUCT | 3328 | 3328 | 0%
Onsite Commissioning for HVC360 Power Cabinet, 2 Outlet | Installation and Commissioning | 6AGC129446 | Onsite Commissioning Fee for HVC360, 2 Outlet (Commissioning for Depot Boxes must be purchased separately. Includes 2 hours of drive time by technician - remote sites may incur an additional travel-time surcharge. | NEW PRODUCT | 3328 | 3328 | 0%
Onsite Commissioning for HVC360 Power Cabinet, 4 Outlet | Installation and Commissioning | 6AGC129453 | Onsite Commissioning Fee for HVC360, 4 Outlet (Commissioning for Depot Boxes must be purchased separately. Includes 2 hours of drive time by technician - remote sites may incur an additional travel-time surcharge. | NEW PRODUCT | 3328 | 3328 | 0%
Onsite Commissioning for Depot Box | Installation and Commissioning | 6AGC130349 | Onsite Commissioning Fee for Depot Box | NEW PRODUCT | 360 | 360 | 0%
Civil Site Work (LASSO) | Installation and Commissioning | INST-CIVIL-SW-LASO | Civil site work, trenching, concrete bases, pavement, core drilling, backfill, restore | NEW PRODUCT | 0 | 0 | --
Circuit Construction Work (LASSO) | Installation and Commissioning | INST-CIR-CW-LASO | Electrical construction work, installation of conduit/wiring for chargers and equipment | NEW PRODUCT | 0 | 0 | --
Miscellaneous Bolt Down Installation (LASSO) | Installation and Commissioning | INST-BD-LASO | Bolt Down Installation. Unboxing and disposal of materials in onsite refuse containers, Assembly and bolt down of equipment, Commissioning, Startup of equipment, testing with a production BEV, warranty verification of installation, submission of OEM commissioning documents, includes labor, travel. Permit fees not included. | NEW PRODUCT | 0 | 0 | --
Miscellaneous Commissioning (LASSO) | Installation and Commissioning | INST-CSN-LASO | Miscellaneous Commissioning Services | NEW PRODUCT | 0 | 0 | --
Custom Installation (LASSO) | Installation and Commissioning | INST-CUSTOM-LASO | Scope and Price are according to the specific installation location as reviewed during Site Pre-assessment | NEW PRODUCT | 0 | 0 | --
Materials (LASSO) | Services | MATERIALS-LASO | Materials (LA Sales & Service Office) | NEW PRODUCT | 0 | 0 | --
Rental (LASSO) | Services | RENTAL-LASO | Rental (LA Sales & Service Office) | NEW PRODUCT | 0 | 0 | --
Interior Lighting Service (LASSO) | Services | ILS-LASO | Interior Lighting Service (Hourly Rate) | NEW PRODUCT | 0 | 0 | --
Exterior Lighting Service (LASSO) | Services | ELS-LASO | Exterior Lighting Service (Hourly Rate) | NEW PRODUCT | 0 | 0 | --
Electrician Labor (LASSO) | Services | ELC-LASO | Electrician Labor (Hourly Rate) | NEW PRODUCT | 0 | 0 | --
Helper Labor (LASSO) | Services | HELP-LASO | Helper Labor (Hourly Rate) | NEW PRODUCT | 0 | 0 | --
Trip Charge (LASSO) | Services | TRAVEL-LASO | Trip Charge | NEW PRODUCT | 0 | 0 | --
Misc Labor (LASSO) | Services | SVS-LABOR-LASO | Misc Service Labor (LA Sales & Service Office) | NEW PRODUCT | 0 | 0 | --
Shipping (LASSO) | Services | SHIP-LASO | Shipping Costs (LA Sales & Service Office) | NEW PRODUCT | 0 | 0 | --
Extended Warranty ACL2 - 1 Year | Extended Warranty | EXTW-ACL2-12 | Extended Warranty for EVSE AC Level 2 Charging Station. Adds 1 year onto standard manufacturer warranty. 3 years total parts-only coverage. | 130 | 113 | 113 | 0%
Extended Warranty ACL2 - 2 Year | Extended Warranty | EXTW-ACL2-24 | Extended Warranty for EVSE AC Level 2 Charging Station. Adds 2 years onto standard manufacturer warranty. 4 years total parts-only coverage. | 190 | 168 | 168 | 0%
Extended Warranty ACL2 - 3 Year | Extended Warranty | EXTW-ACL2-36 | Extended Warranty for EVSE AC Level 2 Charging Station. Adds 3 years onto standard manufacturer warranty. 5 years total parts-only coverage. | 300 | 262 | 262 | 0%
Extended Warranty ACL2 - 4 Year | Extended Warranty | EXTW-ACL2-48 | Extended Warranty for EVSE AC Level 2 Charging Station. Adds 4 years onto standard manufacturer warranty. 6 years total parts-only coverage. | NEW PRODUCT | 358.07 | 358.07 | 0%
Extended Warranty ACL2 - 7 Year | Extended Warranty | EXTW-ACL2-84 | Extended Warranty for EVSE AC Level 2 Charging Station. Adds 7 years onto standard manufacturer warranty. 10 years total parts-only coverage. | NEW PRODUCT | 0 | 0 | --
Extended Warranty ACL2 - 8 Year | Extended Warranty | EXTW-ACL2-96 | Extended Warranty for EVSE AC Level 2 Charging Station. Adds 8 years onto standard manufacturer warranty. 10 years total parts-only coverage. | NEW PRODUCT | Custom | Custom | --
Extended Warranty Dual ACL2 - 1 Year | Extended Warranty | EXTW-DACL2-12 | Extended Warranty for EVSE Dual AC Level 2 Charging Station (ICE Dual 80AC). Adds 1 year onto standard manufacturer warranty. 3 years total parts-only coverage. | 552 | 552 | 552 | 0%
Extended Warranty Dual ACL2 - 2 Year | Extended Warranty | EXTW-DACL2-24 | Extended Warranty for EVSE Dual AC Level 2 Charging Station (ICE Dual 80AC). Adds 2 years onto standard manufacturer warranty. 4 years total parts-only coverage. | 1173 | 1173 | 1173 | 0%
Extended Warranty Dual ACL2 - 3 Year | Extended Warranty | EXTW-DACL2-36 | Extended Warranty for EVSE Dual AC Level 2 Charging Station (ICE Dual 80AC). Adds 3 years onto standard manufacturer warranty. 5 years total parts-only coverage. | 1913 | 1913 | 1913 | 0%
Extended Warranty Dual ACL2 - 4 Year | Extended Warranty | EXTW-DACL2-48 | Extended Warranty for EVSE Dual AC Level 2 Charging Station (ICE Dual 80AC). Adds 4 years onto standard manufacturer warranty. 6 years total parts-only coverage. | NEW PRODUCT | 2614.43 | 2614.43 | 0%
Extended Warranty Dual ACL2 - 7 Year | Extended Warranty | EXTW-DACL2-84 | Extended Warranty for EVSE Dual AC Level 2 Charging Station (ICE Dual 80AC). Adds 7 years onto standard manufacturer warranty. 10 years total parts-only coverage. | NEW PRODUCT | 0 | 0 | --
Extended Warranty Dual ACL2 - 8 Year | Extended Warranty | EXTW-DACL2-96 | Extended Warranty for EVSE Dual AC Level 2 Charging Station (ICE Dual 80AC). Adds 8 years onto standard manufacturer warranty. 10 years total parts-only coverage. | NEW PRODUCT | Custom | Custom | --
Extended Warranty DCWB & ICE Micro Dispenser - 1 Year | Extended Warranty | EXTW-DCWB-12 | Extended Warranty for EVSE DC Wallbox Charging Station (ICE-30, ICE-60WB/Terra WB), ICE Micro Dispenser. Adds 1 year onto standard manufacturer warranty. 3 years total parts-only coverage. | 990 | 990 | 990 | 0%
Extended Warranty DCWB & ICE Micro Dispenser - 2 Year | Extended Warranty | EXTW-DCWB-24 | Extended Warranty for EVSE DC Wallbox Charging Station (ICE-30, ICE-60WB/Terra WB), ICE Micro Dispenser. Adds 2 years onto standard manufacturer warranty. 4 years total parts-only coverage. | 2177 | 2177 | 2177 | 0%
Extended Warranty DCWB & ICE Micro Dispenser - 3 Year | Extended Warranty | EXTW-DCWB-36 | Extended Warranty for EVSE DC Wallbox Charging Station (ICE-30, ICE-60WB/Terra WB), ICE Micro Dispenser. Adds 3 years onto standard manufacturer warranty. 5 years total parts-only coverage. | 3563 | 3563 | 3563 | 0%
Extended Warranty DCWB & ICE Micro Dispenser - 4 Year | Extended Warranty | EXTW-DCWB-48 | Extended Warranty for EVSE DC Wallbox Charging Station (ICE-30, ICE-60WB/Terra WB), ICE Micro Dispenser. Adds 4 years onto standard manufacturer warranty. 5 years total parts-only coverage. | NEW PRODUCT | 4869.43 | 4869.43 | 0%
Extended Warranty DCWB & ICE Micro Dispenser - 7 Year | Extended Warranty | EXTW-DCWB-84 | Extended Warranty for EVSE DC Wallbox Charging Station (ICE-30, ICE-60WB/Terra WB), ICE Micro Dispenser. Adds 7 years onto standard manufacturer warranty. 10 years total parts-only coverage. | NEW PRODUCT | Custom | Custom | --
Extended Warranty DCWB & ICE Micro Dispenser - 8 Year | Extended Warranty | EXTW-DCWB-96 | Extended Warranty for EVSE DC Wallbox Charging Station (ICE-30, ICE-60WB/Terra WB), ICE Micro Dispenser. Adds 8 years onto standard manufacturer warranty. 10 years total parts-only coverage. | NEW PRODUCT | Custom | Custom | --
Extended Warranty DCFC AiO Low - 1 Year | Extended Warranty | EXTW-DCAIOL-12 | Extended Warranty for EVSE DC Fast Charging All-in-One Low Station (ICE-60/Terra 54). Adds 1 year onto standard manufacturer warranty. 3 years total parts-only coverage. | 1877 | 1643 | 1643 | 0%
Extended Warranty DCFC AiO Low - 2 Year | Extended Warranty | EXTW-DCAIOL-24 | Extended Warranty for EVSE DC Fast Charging All-in-One Low Station (ICE-60/Terra 54). Adds 2 years onto standard manufacturer warranty. 4 years total parts-only coverage. | 3852 | 3286 | 3286 | 0%
Extended Warranty DCFC AiO Low - 3 Year | Extended Warranty | EXTW-DCAIOL-36 | Extended Warranty for EVSE DC Fast Charging All-in-One Low Station (ICE-60/Terra 54). Adds 3 years onto standard manufacturer warranty. 5 years totalparts-only coverage. | 5637 | 4929 | 4929 | 0%
Extended Warranty DCFC AiO Low - 4 Year | Extended Warranty | EXTW-DCAIOL-48 | Extended Warranty for EVSE DC Fast Charging All-in-One Low Station (ICE-60/Terra 54). Adds 4 years onto standard manufacturer warranty. 6 years totalparts-only coverage. | NEW PRODUCT | 6736.3 | 6736.3 | 0%
Extended Warranty DCFC AiO Low - 7 Year | Extended Warranty | EXTW-DCAIOL-84 | Extended Warranty for EVSE DC Fast Charging All-in-One Low Station (ICE-60/Terra 54). Adds 7 years onto standard manufacturer warranty. 10 years totalparts-only coverage. | NEW PRODUCT | Custom | Custom | --
Extended Warranty DCFC AiO Low - 8 Year | Extended Warranty | EXTW-DCAIOL-96 | Extended Warranty for EVSE DC Fast Charging All-in-One Low Station (ICE-60/Terra 54). Adds 8 years onto standard manufacturer warranty. 10 years totalparts-only coverage. | NEW PRODUCT | Custom | Custom | --
Extended Warranty DCFC AiO Medium - 1 Year | Extended Warranty | EXTW-DCAIOM-12 | Extended Warranty for EVSE DC Fast Charging All-in-One Medium Station (ICE-120/Terra 124). Adds 1 year onto standard manufacturer warranty. 3 years total parts-only coverage. | 3312 | 2877 | 2877 | 0%
Extended Warranty DCFC AiO Medium - 2 Year | Extended Warranty | EXTW-DCAIOM-24 | Extended Warranty for EVSE DC Fast Charging All-in-One Medium Station (ICE-120/Terra 124). Adds 2 years onto standard manufacturer warranty. 4 years total parts-only coverage. | 6711 | 5757 | 5757 | 0%
Extended Warranty DCFC AiO Medium - 3 Year | Extended Warranty | EXTW-DCAIOM-36 | Extended Warranty for EVSE DC Fast Charging All-in-One Medium Station (ICE-120/Terra 124). Adds 3 years onto standard manufacturer warranty. 5 years total parts-only coverage. | 10114 | 8636 | 8636 | 0%
Extended Warranty DCFC AiO Medium - 4 Year | Extended Warranty | EXTW-DCAIOM-48 | Extended Warranty for EVSE DC Fast Charging All-in-One Medium Station (ICE-120/Terra 124). Adds 4 years onto standard manufacturer warranty. 6 years total parts-only coverage. | NEW PRODUCT | 11802.53 | 11802.53 | 0%
Extended Warranty DCFC AiO Medium - 7 Year | Extended Warranty | EXTW-DCAIOM-84 | Extended Warranty for EVSE DC Fast Charging All-in-One Medium Station (ICE-120/Terra 124). Adds 7 years onto standard manufacturer warranty. 10 years total parts-only coverage. | NEW PRODUCT | Custom | Custom | --
Extended Warranty DCFC AiO Medium - 8 Year | Extended Warranty | EXTW-DCAIOM-96 | Extended Warranty for EVSE DC Fast Charging All-in-One Medium Station (ICE-120/Terra 124). Adds 8 years onto standard manufacturer warranty. 10 years total parts-only coverage. | NEW PRODUCT | Custom | Custom | --
Extended Warranty DCFC AiO High - 1 Year | Extended Warranty | EXTW-DCAIOH-12 | Extended Warranty for EVSE DC Fast Charging All-in-One High Station (ICE-180/Terra 184). Adds 1 year onto standard manufacturer warranty. 3 years total parts-only coverage. | 4258 | 3626 | 3626 | 0%
Extended Warranty DCFC AiO High - 2 Year | Extended Warranty | EXTW-DCAIOH-24 | Extended Warranty for EVSE DC Fast Charging All-in-One High Station (ICE-180/Terra 184). Adds 2 years onto standard manufacturer warranty. 4 years total parts-only coverage. | 8283 | 7248 | 7248 | 0%
Extended Warranty DCFC AiO High - 3 Year | Extended Warranty | EXTW-DCAIOH-36 | Extended Warranty for EVSE DC Fast Charging All-in-One High Station (ICE-180/Terra 184). Adds 3 years onto standard manufacturer warranty. 5 years total parts-only coverage. | 12482 | 10873 | 10873 | 0%
Extended Warranty DCFC AiO High - 4 Year | Extended Warranty | EXTW-DCAIOH-48 | Extended Warranty for EVSE DC Fast Charging All-in-One High Station (ICE-180/Terra 184). Adds 4 years onto standard manufacturer warranty. 6 years total parts-only coverage. | NEW PRODUCT | 14859.77 | 14859.77 | 0%
Extended Warranty DCFC AiO High - 7 Year | Extended Warranty | EXTW-DCAIOH-84 | Extended Warranty for EVSE DC Fast Charging All-in-One High Station (ICE-180/Terra 184). Adds 7 years onto standard manufacturer warranty. 10 years total parts-only coverage. | NEW PRODUCT | Custom | Custom | --
Extended Warranty DCFC AiO High - 8 Year | Extended Warranty | EXTW-DCAIOH-96 | Extended Warranty for EVSE DC Fast Charging All-in-One High Station (ICE-180/Terra 184). Adds 8 years onto standard manufacturer warranty. 10 years total parts-only coverage. | NEW PRODUCT | Custom | Custom | --
Extended Warranty DC Cabinet - 1 Year | Extended Warranty | EXTW-HPC-12 | Extended Warranty for EVSE DC Cabinet Station. Adds 1 year onto standard manufacturer warranty. 3 years total parts-only coverage. | NEW PRODUCT | 2517 | 2517 | 0%
Extended Warranty DC Cabinet - 2 Year | Extended Warranty | EXTW-HPC-24 | Extended Warranty for EVSE DC Cabinet Station. Adds 2 years onto standard manufacturer warranty. 4 years total parts-only coverage. | NEW PRODUCT | 5866 | 5866 | 0%
Extended Warranty DC Cabinet - 3 Year | Extended Warranty | EXTW-HPC-36 | Extended Warranty for EVSE DC Cabinet Station. Adds 3 years onto standard manufacturer warranty. 5 years total parts-only coverage. | NEW PRODUCT | 10042 | 10042 | 0%
Extended Warranty DC Cabinet - 4 Year | Extended Warranty | EXTW-HPC-48 | Extended Warranty for EVSE DC Cabinet Station. Adds 4 years onto standard manufacturer warranty. 6 years total parts-only coverage. | NEW PRODUCT | 13724.07 | 13724.07 | 0%
Extended Warranty DC Cabinet - 7 Year | Extended Warranty | EXTW-HPC-84 | Extended Warranty for EVSE DC Cabinet Station. Adds 7 years onto standard manufacturer warranty. 10 years total parts-only coverage. | NEW PRODUCT | Custom | Custom | --
Extended Warranty DC Cabinet - 8 Year | Extended Warranty | EXTW-HPC-96 | Extended Warranty for EVSE DC Cabinet Station. Adds 8 years onto standard manufacturer warranty. 10 years total parts-only coverage. | NEW PRODUCT | Custom | Custom | --
Extended Warranty DC Dispenser - 1 Year | Extended Warranty | EXTW-HPD-12 | Extended Warranty for EVSE DC Dispenser Station. Adds 1 year onto standard manufacturer warranty. 3 years total parts-only coverage. | NEW PRODUCT | 3589 | 3589 | 0%
Extended Warranty DC Dispenser - 2 Year | Extended Warranty | EXTW-HPD-24 | Extended Warranty for EVSE DC Dispenser Station. Adds 2 years onto standard manufacturer warranty. 4 years total parts-only coverage. | NEW PRODUCT | 6346 | 6346 | 0%
Extended Warranty DC Dispenser - 3 Year | Extended Warranty | EXTW-HPD-36 | Extended Warranty for EVSE DC Dispenser Station. Adds 3 years onto standard manufacturer warranty. 5 years total parts-only coverage. | NEW PRODUCT | 8275 | 8275 | 0%
Extended Warranty DC Dispenser - 4 Year | Extended Warranty | EXTW-HPD-48 | Extended Warranty for EVSE DC Dispenser Station. Adds 4 years onto standard manufacturer warranty. 6 years total parts-only coverage. | NEW PRODUCT | 11309.17 | 11309.17 | 0%
Extended Warranty DC Dispenser - 7 Year | Extended Warranty | EXTW-HPD-84 | Extended Warranty for EVSE DC Dispenser Station. Adds 7 years onto standard manufacturer warranty. 10 years total parts-only coverage. | NEW PRODUCT | Custom | Custom | --
Extended Warranty DC Dispenser - 8 Year | Extended Warranty | EXTW-HPD-96 | Extended Warranty for EVSE DC Dispenser Station. Adds 8 years onto standard manufacturer warranty. 10 years total parts-only coverage. | NEW PRODUCT | Custom | Custom | --
Extended Warranty DC Battery Cube Cabinet - 1 Year | Extended Warranty | EXTW-HPBC-12 | Extended Warranty for EVSE DC Battery Cube Cabinet Station. Adds 1 year onto standard manufacturer warranty. 3 years total parts-only coverage. | NEW PRODUCT | 2517 | 2517 | 0%
Extended Warranty DC Battery Cube Cabinet - 2 Year | Extended Warranty | EXTW-HPBC-24 | Extended Warranty for EVSE DC Battery Cube Cabinet Station. Adds 2 years onto standard manufacturer warranty. 4 years total parts-only coverage. | NEW PRODUCT | 5866 | 5866 | 0%
Extended Warranty DC Battery Cube Cabinet - 3 Year | Extended Warranty | EXTW-HPBC-36 | Extended Warranty for EVSE DC Battery Cube Cabinet Station. Adds 3 years onto standard manufacturer warranty. 5 years total parts-only coverage. | NEW PRODUCT | 10042 | 10042 | 0%
Extended Warranty DC Battery Cube Cabinet - 4 Year | Extended Warranty | EXTW-HPBC-48 | Extended Warranty for EVSE DC Battery Cube Cabinet Station. Adds 4 years onto standard manufacturer warranty. 6 years total parts-only coverage. | NEW PRODUCT | 13724.07 | 13724.07 | 0%
Extended Warranty DC Battery Cube Cabinet - 7 Year | Extended Warranty | EXTW-HPBC-84 | Extended Warranty for EVSE DC Battery Cube Cabinet Station. Adds 7 years onto standard manufacturer warranty. 10 years total parts-only coverage. | NEW PRODUCT | Custom | Custom | --
Extended Warranty DC Battery Cube Cabinet - 8 Year | Extended Warranty | EXTW-HPBC-96 | Extended Warranty for EVSE DC Battery Cube Cabinet Station. Adds 8 years onto standard manufacturer warranty. 10 years total parts-only coverage. | NEW PRODUCT | Custom | Custom | --
Extended Warranty Custom | Extended Warranty | EXTW-CUSTOM | Extended Warranty - Custom Service | 0 | 0 | 0 | --
24/7 Monitoring and Reporting AC - 1 Year | Operations and Maintenance | SL-MONAC-12 | Active remote monitoring on AC chargers, provide regular reporting on charger performance, usage, incidents, and perform remote resets. If charger issue is identified, InCharge will create a work order and upon customer approval, schedule a esrvice dispatch. Must be purchased with either InControl, Data Pass Through, or Charger Diagnostics subscriptions. 1 Year Prepaid | NEW PRODUCT | 50 | 50 | 0%
24/7 Monitoring and Reporting AC - 2 Year | Operations and Maintenance | SL-MONAC-24 | Active remote monitoring on AC chargers, provide regular reporting on charger performance, usage, incidents, and perform remote resets. If charger issue is identified, InCharge will create a work order and upon customer approval, schedule a esrvice dispatch. Must be purchased with either InControl, Data Pass Through, or Charger Diagnostics subscriptions. 2 Year Prepaid | NEW PRODUCT | 100 | 100 | 0%
24/7 Monitoring and Reporting AC - 3 Year | Operations and Maintenance | SL-MONAC-36 | Active remote monitoring on AC chargers, provide regular reporting on charger performance, usage, incidents, and perform remote resets. If charger issue is identified, InCharge will create a work order and upon customer approval, schedule a esrvice dispatch. Must be purchased with either InControl, Data Pass Through, or Charger Diagnostics subscriptions. 3 Year Prepaid | NEW PRODUCT | 150 | 150 | 0%
24/7 Monitoring and Reporting AC - 4 Year | Operations and Maintenance | SL-MONAC-48 | Active remote monitoring on AC chargers, provide regular reporting on charger performance, usage, incidents, and perform remote resets. If charger issue is identified, InCharge will create a work order and upon customer approval, schedule a esrvice dispatch. Must be purchased with either InControl, Data Pass Through, or Charger Diagnostics subscriptions. 4 Year Prepaid | NEW PRODUCT | 200 | 200 | 0%
24/7 Monitoring and Reporting AC - 5 Year | Operations and Maintenance | SL-MONAC-60 | Active remote monitoring on AC chargers, provide regular reporting on charger performance, usage, incidents, and perform remote resets. If charger issue is identified, InCharge will create a work order and upon customer approval, schedule a esrvice dispatch. Must be purchased with either InControl, Data Pass Through, or Charger Diagnostics subscriptions. 5 Year Prepaid | NEW PRODUCT | 250 | 250 | 0%
24/7 Monitoring and Reporting AC - 6 Year | Operations and Maintenance | SL-MONAC-72 | Active remote monitoring on AC chargers, provide regular reporting on charger performance, usage, incidents, and perform remote resets. If charger issue is identified, InCharge will create a work order and upon customer approval, schedule a esrvice dispatch. Must be purchased with either InControl, Data Pass Through, or Charger Diagnostics subscriptions. 6 Year Prepaid | NEW PRODUCT | 300 | 300 | 0%
24/7 Monitoring and Reporting AC - 10 Year | Operations and Maintenance | SL-MONAC-120 | Active remote monitoring on AC chargers, provide regular reporting on charger performance, usage, incidents, and perform remote resets. If charger issue is identified, InCharge will create a work order and upon customer approval, schedule a esrvice dispatch. Must be purchased with either InControl, Data Pass Through, or Charger Diagnostics subscriptions. 6 Year Prepaid | NEW PRODUCT | 500 | 500 | 0%
24/7 Monitoring and Reporting DC - 1 Year | Operations and Maintenance | SL-MONDC-12 | Active remote monitoring on DC chargers, provide regular reporting on charger performance, usage, incidents, and perform remote resets. If charger issue is identified, InCharge will create a work order and upon customer approval, schedule a esrvice dispatch. Must be purchased with either InControl, Data Pass Through, or Charger Diagnostics subscriptions. 1 Year Prepaid | NEW PRODUCT | 200 | 200 | 0%
24/7 Monitoring and Reporting DC - 2 Year | Operations and Maintenance | SL-MONDC-24 | Active remote monitoring on DC chargers, provide regular reporting on charger performance, usage, incidents, and perform remote resets. If charger issue is identified, InCharge will create a work order and upon customer approval, schedule a esrvice dispatch. Must be purchased with either InControl, Data Pass Through, or Charger Diagnostics subscriptions. 2 Year Prepaid | NEW PRODUCT | 400 | 400 | 0%
24/7 Monitoring and Reporting DC - 3 Year | Operations and Maintenance | SL-MONDC-36 | Active remote monitoring on DC chargers, provide regular reporting on charger performance, usage, incidents, and perform remote resets. If charger issue is identified, InCharge will create a work order and upon customer approval, schedule a esrvice dispatch. Must be purchased with either InControl, Data Pass Through, or Charger Diagnostics subscriptions. 3 Year Prepaid | NEW PRODUCT | 600 | 600 | 0%
24/7 Monitoring and Reporting DC - 4 Year | Operations and Maintenance | SL-MONDC-48 | Active remote monitoring on DC chargers, provide regular reporting on charger performance, usage, incidents, and perform remote resets. If charger issue is identified, InCharge will create a work order and upon customer approval, schedule a esrvice dispatch. Must be purchased with either InControl, Data Pass Through, or Charger Diagnostics subscriptions. 4 Year Prepaid | NEW PRODUCT | 800 | 800 | 0%
24/7 Monitoring and Reporting DC - 5 Year | Operations and Maintenance | SL-MONDC-60 | Active remote monitoring on DC chargers, provide regular reporting on charger performance, usage, incidents, and perform remote resets. If charger issue is identified, InCharge will create a work order and upon customer approval, schedule a esrvice dispatch. Must be purchased with either InControl, Data Pass Through, or Charger Diagnostics subscriptions. 5 Year Prepaid | NEW PRODUCT | 1000 | 1000 | 0%
24/7 Monitoring and Reporting DC - 6 Year | Operations and Maintenance | SL-MONDC-72 | Active remote monitoring on DC chargers, provide regular reporting on charger performance, usage, incidents, and perform remote resets. If charger issue is identified, InCharge will create a work order and upon customer approval, schedule a esrvice dispatch. Must be purchased with either InControl, Data Pass Through, or Charger Diagnostics subscriptions. 6 Year Prepaid | NEW PRODUCT | 1200 | 1200 | 0%
24/7 Monitoring and Reporting DC - 10 Year | Operations and Maintenance | SL-MONDC-120 | Active remote monitoring on DC chargers, provide regular reporting on charger performance, usage, incidents, and perform remote resets. If charger issue is identified, InCharge will create a work order and upon customer approval, schedule a esrvice dispatch. Must be purchased with either InControl, Data Pass Through, or Charger Diagnostics subscriptions. 6 Year Prepaid | NEW PRODUCT | 2000 | 2000 | 0%
Cable Swap - Liquid Cooled Cable | Services | SL-LCC | Swap liquid cooled cables during standard business hours, M-F, 9 AM - 5 PM local time | NEW PRODUCT | 1470 | 1470 | 0%
Cable Swap - Non-Liquid Cooled Cable | Services | SL-LNC | Swap non-liquid cooled cables during standard business hours, M-F, 9 AM - 5 PM local time | NEW PRODUCT | 630 |  | 100%
Cable Swap - AC Cable | Services | SL-ACC | Swap AC J1772 Cables during standard business hours, M-F, 9 AM - 5 PM local (1.5 SRT) | NEW PRODUCT | 525 | 525 | 0%
CCR Installation, Payter | Services | SL-CCR | Installation of a Payter Credit Card Reader during standard business hours, M-F, 9 AM - 5 PM local time | NEW PRODUCT | 1050 | 1050 | 0%
Charger Swap - AC, QTY 1 | Services | SL-CSA1 | Flat fee, time and materials to swap one L2 charger, excludes travel, during standard business hours, M-F, 9 AM - 5 PM local time | NEW PRODUCT | 420 | 420 | 0%
Charger Swap - AC, QTY 2 | Services | SL-CSA2 | Flat fee, time and materials to swap two L2 chargers, excludes travel, during standard business hours, M-F, 9 AM - 5 PM local time | NEW PRODUCT | 630 | 630 | 0%
Charger Swap - AC, QTY 3 | Services | SL-CSA3 | Flat fee, time and materials to swap three L2 chargers, excludes travel, during standard business hours, M-F, 9 AM - 5 PM local time | NEW PRODUCT | 945 | 945 | 0%
Charger Swap - DC or Dispenser (No Lift Equipment) | Services | SL-CSD | Swap DC charging station or Dispenser W/O lift equipment, during standard business hours, M-F, 9 AM - 5 PM local time, lift cost will be a pass through to customers | NEW PRODUCT | 3360 | 3360 | 0%
Charger Swap, Power Cabinet (No Lift Equipment) | Services | SL-CSPC | Swap HP power cabinet W/O lift equipment, during standard business hours, M-F, 9 AM - 5 PM local time, lift cost will be a pass through to customers | NEW PRODUCT | 5040 | 5040 | 0%
Cold Weather HMI + FW Update | Services | SL-CWHMI | Install cold weather HMI and update firmware during standard business hours, M-F, 9 AM - 5 PM local time | NEW PRODUCT | 630 | 630 | 0%
Commissioning AC | Services | SL-CFAC | Commission and start-up of AC charging station during standard business hours, M-F, 9 AM - 5 PM local time | NEW PRODUCT | 630 | 630 | 0%
Commissioning AIO | Services | SL-CFAIO | Commission and start-up of DC AIO charging station during standard business hours, M-F, 9 AM - 5 PM local time | NEW PRODUCT | 1050 | 1050 | 0%
Commissioning HP Dispenser - Liquid Cooled Cable | Services | SL-CFHP-LC | Commission and start-up of HP Dispensers with liquid cooled cables during standard business hours, M-F, 9 AM - 5 PM local time | NEW PRODUCT | 1470 | 1470 | 0%
Commissioning HP Dispenser - Non-Liquid Cooled Cable | Services | SL-CFHP-NLC | Commission and start-up of HP Dispensers with non-liquid cooled cables during standard business hours, M-F, 9 AM - 5 PM local time | NEW PRODUCT | 1050 | 1050 | 0%
Commissioning HP Power Cabinet | Services | SL-CFHP | Commission and start-up of HP power cabinet during standard business hours, M-F, 9 AM - 5 PM local time | NEW PRODUCT | 1890 | 1890 | 0%
Commissioning Wallbox | Services | SL-CWBX | Commission and start-up of DC Wallbox charging station during standard business hours, M-F, 9 AM - 5 PM local time | NEW PRODUCT | 1050 |  | 100%
Diagnostic visit AC, first unit | Services | SL-DAC | On Site diagnostic visit for first AC charger. Includes 2 hour round trip travel (truck roll) + 1 technician 2-hrs on site work. Standard dispatch time of 5+ business days. Anything more than 2 hours total travel needs additional travel fee | NEW PRODUCT | 595 |  | 100%
Diagnostic visit AC, each additional unit at the same site | Services | SL-DAC-ADD | On Site diagnostic visit for each additional AC charger at the same site. 1 technician 1-hr on site work | NEW PRODUCT | 210 |  | 100%
Diagnostic visit DC, first unit | Services | SL-DDC | On Site diagnostic visit for first DC charger. Includes 2 hour round trip travel (truck roll) + 1 technician 4-hrs on site work. Standard dispatch time of 5+ business days. Anything more than 2 hours total travel needs additional travel fee | NEW PRODUCT | 1015 |  | 100%
Diagnostic visit DC, each additional unit at the same site | Services | SL-DDC-ADD | On Site diagnostic visit for each additional DC charger at the same site. 1 technician 2.5-hrs on site work. | NEW PRODUCT | 525 | 525 | 0%
FW Update - AC | Services | SL-FWAC | Update firmware on an AC charger during standard business hours, M-F, 9 AM - 5 PM local time | NEW PRODUCT | 420 | 420 | 0%
HMI Swap | Services | SL-HMISC | Swap HMI on an AC or DC charger during standard business hours, M-F, 9 AM - 5 PM local time | NEW PRODUCT | 840 | 840 | 0%
L2 Pedestal Swap, QTY 1 | Services | SL-L2P1 | Flat fee, time and materials to replace one L2 charger pedestal, excludes travel, during standard business hours, M-F, 9 AM - 5 PM local time | NEW PRODUCT | 525 | 525 | 0%
Replacement - DC Chiller | Services | SL-RDCCH | Replace DC chiller during standard business hours, M-F, 9 AM - 5 PM local time | NEW PRODUCT | 1260 | 1260 | 0%
Replacement - Fuse | Services | SL-RF | Fuse replacement on a charger or disconnect during standard business hours, M-F, 9 AM - 5 PM local time | NEW PRODUCT | 420 | 420 | 0%
Replacement - Lock + Parts | Services | SL-RL | Replace door lock and parts during standard business hours, M-F, 9 AM - 5 PM local time | NEW PRODUCT | 1050 | 1050 | 0%
Replacement - Modem | Services | SL-RM | Replace modem during standard business hours, M-F, 9 AM - 5 PM local time | NEW PRODUCT | 420 | 420 | 0%
Replacement - Power Module | Services | SL-RPM | Replace power modules during standard business hours, M-F, 9 AM - 5 PM local time | NEW PRODUCT | 420 | 420 | 0%
Rewiring - PLC | Services | SL-PLC | Rewire PLC during standard business hours, M-F, 9 AM - 5 PM local time | NEW PRODUCT | 420 | 420 | 0%
SIM + FW Update | Services | SL-SIMFW | Swap SIM card and update firmware during standard business hours, M-F, 9 AM - 5 PM local time | NEW PRODUCT | 420 | 420 | 0%
SIM + Modem Swap | Services | SL-SIMMOD | Swap SIM card + modem during standard business hours, M-F, 9 AM - 5 PM local time | NEW PRODUCT | 420 | 420 | 0%
Spare Parts Management | Services | SL-SPM | Manage and inventory Customer spare parts, including pick, pack, ship, and restock. Monthly price per pallet | NEW PRODUCT | 225 | 225 | 0%
T&M AC, Hourly Rate | Services | SL-TMAC | Time and materials hourly labor rate to repair AC chargers onsite, excludes travel | NEW PRODUCT | 210 | 210 | 0%
T&M DC - 5+ Days, Hourly Rate | Services | SL-TMDC | Time and materials hourly labor rate to repair DC chargers onsite, excludes travel | NEW PRODUCT | 210 | 210 | 0%
T&M DC - 3-5 Days (After 4 Hours) (Excludes OT & DT), Hourly Rate | Services | SL-TMDC3-5D | Time and materials hourly labor rate for every hour after the first four hours to repair DC chargers onsite within 3-5 days of request, excludes travel | NEW PRODUCT | 240 | 240 | 0%
T&M DC - 3-5 Days (First 4 Hours), Hourly Rate | Services | SL-TMDC3-5F4 | Time and materials hourly labor rate for the first four hours to repair DC chargers onsite within 3-5 days of request, excludes travel | NEW PRODUCT | 240 | 240 | 0%
T&M DC - 2 Days M-F, Hourly Rate | Services | SL-TMDC-2DMF | Time and materials hourly labor rate to repair DC chargers onsite within 2 days after request (Monday through Friday), excludes travel | NEW PRODUCT | 250 | 250 | 0%
T&M DC - Next Day Holiday, Hourly Rate | Services | SL-TMDC-NDHOLIDAY | Time and materials hourly labor rate to repair DC chargers onsite the day after request (Monday through Friday), excludes travel | NEW PRODUCT | 280 | 280 | 0%
T&M DC - Next Day M-F, Hourly Rate | Services | SL-TMDC-NDMF | Time and materials hourly labor rate to repair DC chargers onsite the day after request (Saturday and Sunday), excludes travel | NEW PRODUCT | 420 | 420 | 0%
T&M DC - Next Day Sat. Sun., Hourly Rate | Services | SL-TMDC-NDSU | Time and materials hourly labor rate to repair DC chargers onsite the the day after request (Holidays), excludes travel | NEW PRODUCT | 560 | 560 | 0%
T&M DC - Same Day Holiday, Hourly Rate | Services | SL-TMDC-SDHOLIDAY | Time and materials hourly labor rate to repair DC chargers onsite same day as request (Monday through Friday), excludes travel | NEW PRODUCT | 420 | 420 | 0%
T&M DC - Same Day M-F, Hourly Rate | Services | SL-TMDC-SDMF | Time and materials hourly labor rate to repair DC chargers onsite same day as request (Saturday and Sunday), excludes travel | NEW PRODUCT | 630 | 630 | 0%
T&M DC - Same Day Sat. Sun., Hourly Rate | Services | SL-TMDC-SDSU | Time and materials hourly labor rate to repair DC chargers onsite same day as request (Holidays), excludes travel | NEW PRODUCT | 840 | 840 | 0%
T&M Holidays, Hourly Rate | Services | SL-TMHOLIDAYS | Time and materials hourly labor rate to repair chargers onsite on holidays, excludes travel | NEW PRODUCT | 420 | 420 | 0%
T&M OT/Weekends, Hourly Rate | Services | SL-TMOT | Time and materials hourly labor rate to repair chargers onsite afterhours (overtime and weekends), excludes travel | NEW PRODUCT | 315 | 315 | 0%
Travel, Hourly Rate | Services | SL-TRAVEL | Travel hourly labor rate per technician | NEW PRODUCT | 100 | 100 | 0%
Troubleshooting - Nayax | Services | SL-TNAYAX | Troubleshooting Nayax Credit Card Readers | NEW PRODUCT | 1050 | 1050 | 0%
Truck Roll, Flat Fee | Services | SL-TRKROLL | Flat fee to dispatch a technician to a customer site | NEW PRODUCT | 175 | 175 | 0%
Onboarding a 3rd Party AC Charger | Services | PM-AC-ONB | Fee for Onboarding One 3rd Party AC Charger. Inspect and benchmark a charger's current condition prior to eligibility for an InService Maintenance plan. Document asset onboarding information such as serial number, manufacturer, model, etc. Onboarding assessments are required if: an InService plan is purchased at a time later than the initial EVSE purchase date, InCharge did not supply or install the EVSE,a renewal is requested beyond initial term's expiration, and/or the warranty period has ended at the time of request for an InService Maintenance plan. | NEW PRODUCT | 385 | 385 | 0%
Onboarding a 3rd Party DC Charger | Services | PM-DC-ONB | Fee for Onboarding One 3rd Party DC Charger. Inspect and benchmark a charger's current condition prior to eligibility for an InService Maintenance plan. Document asset onboarding information such as serial number, manufacturer, model, etc. Onboarding assessments are required if: an InService plan is purchased at a time later than the initial EVSE purchase date, InCharge did not supply or install the EVSE,a renewal is requested beyond initial term's expiration, and/or the warranty period has ended at the time of request for an InService Maintenance plan. | NEW PRODUCT | 700 | 700 | 0%
Service Labor | Services | SVS-LABOR | Service Labor (Operations and Maintenance) | 201.25 | 210 | 210 | 0%
Travel | Services | TRAVEL | Travel Costs (Operations and Maintenance) | Cost + 40% | 0 | 0 | --
Technician Dispatch | Services | SVS-TECH | Fee to Cover Travel for Dispatching a Service Tech and Vehicle | NEW PRODUCT | 175 | 175 | 0%
EV Daily Charge | Services | EV-DAY | EV Vehicle Daily Charge | 300 | 300 | 300 | 0%
EV Weekly Charge | Services | EV-WEEK | EV Vehicle Weekly Charge | 1000 | 1000 | 1000 | 0%
Shipping for Service Tickets | Services | SHIP-OM | Shipping for Services Tickets (Operations and Maintenance) | 0 | 0 | 0 | --
Project Management Purchase Order SKU | Services | EV-TECH | 0 | NEW PRODUCT | 0 | 0 | --
Preventative Maintenance AC - Annual Visit - 1 Year Prepaid | Operations and Maintenance | PM-ACL2-AV-12 | 1 year coverage of Preventative Maintenance for (1) EVSE AC Level 2 Charging Station. Annual Visit. | NEW PRODUCT | 188 | 188 | 0%
Preventative Maintenance AC - Annual Visit - 2 Years Prepaid | Operations and Maintenance | PM-ACL2-AV-24 | 2 years coverage of Preventative Maintenance for (1) EVSE AC Level 2 Charging Station. Annual Visit. | NEW PRODUCT | 338 | 338 | 0%
Preventative Maintenance AC - Annual Visit - 3 Years Prepaid | Operations and Maintenance | PM-ACL2-AV-36 | 3 years coverage of Preventative Maintenance for (1) EVSE AC Level 2 Charging Station. Annual Visit. | NEW PRODUCT | 506 | 506 | 0%
Preventative Maintenance AC - Annual Visit - 4 Years Prepaid | Operations and Maintenance | PM-ACL2-AV-48 | 4 years coverage of Preventative Maintenance for (1) EVSE AC Level 2 Charging Station. Annual Visit. | NEW PRODUCT | 675 | 675 | 0%
Preventative Maintenance AC - Annual Visit - 5 Years Prepaid | Operations and Maintenance | PM-ACL2-AV-60 | 5 years coverage of Preventative Maintenance for (1) EVSE AC Level 2 Charging Station. Annual Visit. | NEW PRODUCT | 844 | 844 | 0%
Preventative Maintenance AC - Annual Visit - 6 Years Prepaid | Operations and Maintenance | PM-ACL2-AV-72 | 6 years coverage of Preventative Maintenance for (1) EVSE AC Level 2 Charging Station. Annual Visit. | NEW PRODUCT | 1015 | 1015 | 0%
Preventative Maintenance AC - Annual Visit - 10 Years Prepaid | Operations and Maintenance | PM-ACL2-AV-120 | 10 years coverage of Preventative Maintenance for (1) EVSE AC Level 2 Charging Station. Annual Visit. | NEW PRODUCT | 1692 | 1692 | 0%
Preventative Maintenance AC - Semi-Annual Visit - 1 Year Prepaid | Operations and Maintenance | PM-ACL2-BV-12 | 1 year coverage of Preventative Maintenance for (1) EVSE AC Level 2 Charging Station. Semi-Annual Visit. | NEW PRODUCT | 375 | 375 | 0%
Preventative Maintenance AC - Semi-Annual Visit - 2 Years Prepaid | Operations and Maintenance | PM-ACL2-BV-24 | 2 years coverage of Preventative Maintenance for (1) EVSE AC Level 2 Charging Station. Semi-Annual Visit. | NEW PRODUCT | 675 | 675 | 0%
Preventative Maintenance AC - Semi-Annual Visit - 3 Years Prepaid | Operations and Maintenance | PM-ACL2-BV-36 | 3 years coverage of Preventative Maintenance for (1) EVSE AC Level 2 Charging Station. Semi-Annual Visit. | NEW PRODUCT | 1013 | 1013 | 0%
Preventative Maintenance AC - Semi-Annual Visit - 4 Years Prepaid | Operations and Maintenance | PM-ACL2-BV-48 | 4 years coverage of Preventative Maintenance for (1) EVSE AC Level 2 Charging Station. Semi-Annual Visit. | NEW PRODUCT | 1350 | 1350 | 0%
Preventative Maintenance AC - Semi-Annual Visit - 5 Years Prepaid | Operations and Maintenance | PM-ACL2-BV-60 | 5 years coverage of Preventative Maintenance for (1) EVSE AC Level 2 Charging Station. Semi-Annual Visit. | NEW PRODUCT | 1688 | 1688 | 0%
Preventative Maintenance AC - Semi-Annual Visit - 6 Years Prepaid | Operations and Maintenance | PM-ACL2-BV-72 | 6 years coverage of Preventative Maintenance for (1) EVSE AC Level 2 Charging Station. Semi-Annual Visit. | NEW PRODUCT | 2025 | 2025 | 0%
Preventative Maintenance AC - Semi-Annual Visit - 10 Years Prepaid | Operations and Maintenance | PM-ACL2-BV-120 | 10 years coverage of Preventative Maintenance for (1) EVSE AC Level 2 Charging Station. Semi-Annual Visit. | NEW PRODUCT | 3375 | 3375 | 0%
Preventative Maintenance DC - Annual Visit - 1 Year Prepaid | Operations and Maintenance | PM-DCFC-AV-12 | 1 year coverage of Preventative Maintenance for (1) EVSE DC Charging Station. Annual Visit. | NEW PRODUCT | 450 | 450 | 0%
Preventative Maintenance DC - Annual Visit - 2 Years Prepaid | Operations and Maintenance | PM-DCFC-AV-24 | 2 years coverage of Preventative Maintenance for (1) EVSE DC Charging Station. Annual Visit. | NEW PRODUCT | 810 | 810 | 0%
Preventative Maintenance DC - Annual Visit - 3 Years Prepaid | Operations and Maintenance | PM-DCFC-AV-36 | 3 years coverage of Preventative Maintenance for (1) EVSE DC Charging Station. Annual Visit. | NEW PRODUCT | 1215 | 1215 | 0%
Preventative Maintenance DC - Annual Visit - 4 Years Prepaid | Operations and Maintenance | PM-DCFC-AV-48 | 4 years coverage of Preventative Maintenance for (1) EVSE DC Charging Station. Annual Visit. | NEW PRODUCT | 1620 | 1620 | 0%
Preventative Maintenance DC - Annual Visit - 5 Years Prepaid | Operations and Maintenance | PM-DCFC-AV-60 | 5 years coverage of Preventative Maintenance for (1) EVSE DC Charging Station. Annual Visit. | NEW PRODUCT | 2025 | 2025 | 0%
Preventative Maintenance DC - Annual Visit - 6 Years Prepaid | Operations and Maintenance | PM-DCFC-AV-72 | 6 years coverage of Preventative Maintenance for (1) EVSE DC Charging Station. Annual Visit. | NEW PRODUCT | 2430 | 2430 | 0%
Preventative Maintenance DC - Annual Visit - 10 Years Prepaid | Operations and Maintenance | PM-DCFC-AV-120 | 10 years coverage of Preventative Maintenance for (1) EVSE DC Charging Station. Annual Visit. | NEW PRODUCT | 4050 | 4050 | 0%
Preventative Maintenance DC - Semi-Annual Visit - 1 Year Prepaid | Operations and Maintenance | PM-DCFC-BV-12 | 1 year coverage of Preventative Maintenance for (1) EVSE DC Charging Station. Semi-Annual Visit. | NEW PRODUCT | 900 | 900 | 0%
Preventative Maintenance DC - Semi-Annual Visit - 2 Years Prepaid | Operations and Maintenance | PM-DCFC-BV-24 | 2 years coverage of Preventative Maintenance for (1) EVSE DC Charging Station. Semi-Annual Visit. | NEW PRODUCT | 1620 | 1620 | 0%
Preventative Maintenance DC - Semi-Annual Visit - 3 Years Prepaid | Operations and Maintenance | PM-DCFC-BV-36 | 3 years coverage of Preventative Maintenance for (1) EVSE DC Charging Station. Semi-Annual Visit. | NEW PRODUCT | 2430 | 2430 | 0%
Preventative Maintenance DC - Semi-Annual Visit - 4 Years Prepaid | Operations and Maintenance | PM-DCFC-BV-48 | 4 years coverage of Preventative Maintenance for (1) EVSE DC Charging Station. Semi-Annual Visit. | NEW PRODUCT | 3240 | 3240 | 0%
Preventative Maintenance DC - Semi-Annual Visit - 5 Years Prepaid | Operations and Maintenance | PM-DCFC-BV-60 | 5 years coverage of Preventative Maintenance for (1) EVSE DC Charging Station. Semi-Annual Visit. | NEW PRODUCT | 4050 | 4050 | 0%
Preventative Maintenance DC - Semi-Annual Visit - 6 Years Prepaid | Operations and Maintenance | PM-DCFC-BV-72 | 6 years coverage of Preventative Maintenance for (1) EVSE DC Charging Station. Semi-Annual Visit. | NEW PRODUCT | 4860 | 4860 | 0%
Preventative Maintenance DC - Semi-Annual Visit - 10 Years Prepaid | Operations and Maintenance | PM-DCFC-BV-120 | 10 years coverage of Preventative Maintenance for (1) EVSE DC Charging Station. Semi-Annual Visit. | NEW PRODUCT | 8100 | 8100 | 0%
Preventative Maintenance DC Power Cabinet - Annual Visit - 1 Year Prepaid | Operations and Maintenance | PM-HPC-AV-12 | 1 year coverage of Preventative Maintenance for (1) EVSE DC Power Cabinet. Annual Visit. | NEW PRODUCT | 525 | 525 | 0%
Preventative Maintenance DC Power Cabinet - Annual Visit - 2 Years Prepaid | Operations and Maintenance | PM-HPC-AV-24 | 2 years coverage of Preventative Maintenance for (1) EVSE DC Power Cabinet. Annual Visit. | NEW PRODUCT | 945 | 945 | 0%
Preventative Maintenance DC Power Cabinet - Annual Visit - 3 Years Prepaid | Operations and Maintenance | PM-HPC-AV-36 | 3 years coverage of Preventative Maintenance for (1) EVSE DC Power Cabinet. Annual Visit. | NEW PRODUCT | 1418 | 1418 | 0%
Preventative Maintenance DC Power Cabinet - Annual Visit - 4 Years Prepaid | Operations and Maintenance | PM-HPC-AV-48 | 4 years coverage of Preventative Maintenance for (1) EVSE DC Power Cabinet. Annual Visit. | NEW PRODUCT | 1890 | 1890 | 0%
Preventative Maintenance DC Power Cabinet - Annual Visit - 5 Years Prepaid | Operations and Maintenance | PM-HPC-AV-60 | 5 years coverage of Preventative Maintenance for (1) EVSE DC Power Cabinet. Annual Visit. | NEW PRODUCT | 2363 | 2363 | 0%
Preventative Maintenance DC Power Cabinet - Annual Visit - 6 Years Prepaid | Operations and Maintenance | PM-HPC-AV-72 | 6 years coverage of Preventative Maintenance for (1) EVSE DC Power Cabinet. Annual Visit. | NEW PRODUCT | 2835 | 2835 | 0%
Preventative Maintenance DC Power Cabinet - Annual Visit - 10 Years Prepaid | Operations and Maintenance | PM-HPC-AV-120 | 10 years coverage of Preventative Maintenance for (1) EVSE DC Power Cabinet. Annual Visit. | NEW PRODUCT | 4725 | 4725 | 0%
Preventative Maintenance DC Power Cabinet - Semi-Annual Visit - 1 Year Prepaid | Operations and Maintenance | PM-HPC-BV-12 | 1 year coverage of Preventative Maintenance for (1) EVSE DC Power Cabinet. Semi-Annual Visit. | NEW PRODUCT | 1050 | 1050 | 0%
Preventative Maintenance DC Power Cabinet - Semi-Annual Visit - 2 Years Prepaid | Operations and Maintenance | PM-HPC-BV-24 | 2 years coverage of Preventative Maintenance for (1) EVSE DC Power Cabinet. Semi-Annual Visit. | NEW PRODUCT | 1890 | 1890 | 0%
Preventative Maintenance DC Power Cabinet - Semi-Annual Visit - 3 Years Prepaid | Operations and Maintenance | PM-HPC-BV-36 | 3 years coverage of Preventative Maintenance for (1) EVSE DC Power Cabinet. Semi-Annual Visit. | NEW PRODUCT | 2835 | 2835 | 0%
Preventative Maintenance DC Power Cabinet - Semi-Annual Visit - 4 Years Prepaid | Operations and Maintenance | PM-HPC-BV-48 | 4 years coverage of Preventative Maintenance for (1) EVSE DC Power Cabinet. Semi-Annual Visit. | NEW PRODUCT | 3780 | 3780 | 0%
Preventative Maintenance DC Power Cabinet - Semi-Annual Visit - 5 Years Prepaid | Operations and Maintenance | PM-HPC-BV-60 | 5 years coverage of Preventative Maintenance for (1) EVSE DC Power Cabinet. Semi-Annual Visit. | NEW PRODUCT | 4725 | 4725 | 0%
Preventative Maintenance DC Power Cabinet - Semi-Annual Visit - 6 Years Prepaid | Operations and Maintenance | PM-HPC-BV-72 | 6 years coverage of Preventative Maintenance for (1) EVSE DC Power Cabinet. Semi-Annual Visit. | NEW PRODUCT | 5670 | 5670 | 0%
Preventative Maintenance DC Power Cabinet - Semi-Annual Visit - 10 Years Prepaid | Operations and Maintenance | PM-HPC-BV-120 | 10 years coverage of Preventative Maintenance for (1) EVSE DC Power Cabinet. Semi-Annual Visit. | NEW PRODUCT | 9450 | 9450 | 0%
Preventative Maintenance DC Dispenser - Annual Visit - 1 Year Prepaid | Operations and Maintenance | PM-HPD-AV-12 | 1 year coverage of Preventative Maintenance for (1) EVSE DC Dispenser Station. Annual Visit. | NEW PRODUCT | 125 | 125 | 0%
Preventative Maintenance DC Dispenser - Annual Visit - 2 Years Prepaid | Operations and Maintenance | PM-HPD-AV-24 | 2 years coverage of Preventative Maintenance for (1) EVSE DC Dispenser Station. Annual Visit. | NEW PRODUCT | 225 | 225 | 0%
Preventative Maintenance DC Dispenser - Annual Visit - 3 Years Prepaid | Operations and Maintenance | PM-HPD-AV-36 | 3 years coverage of Preventative Maintenance for (1) EVSE DC Dispenser Station. Annual Visit. | NEW PRODUCT | 338 | 338 | 0%
Preventative Maintenance DC Dispenser - Annual Visit - 4 Years Prepaid | Operations and Maintenance | PM-HPD-AV-48 | 4 years coverage of Preventative Maintenance for (1) EVSE DC Dispenser Station. Annual Visit. | NEW PRODUCT | 450 | 450 | 0%
Preventative Maintenance DC Dispenser - Annual Visit - 5 Years Prepaid | Operations and Maintenance | PM-HPD-AV-60 | 5 years coverage of Preventative Maintenance for (1) EVSE DC Dispenser Station. Annual Visit. | NEW PRODUCT | 563 | 563 | 0%
Preventative Maintenance DC Dispenser - Annual Visit - 6 Years Prepaid | Operations and Maintenance | PM-HPD-AV-72 | 6 years coverage of Preventative Maintenance for (1) EVSE DC Dispenser Station. Annual Visit. | NEW PRODUCT | 675 | 675 | 0%
Preventative Maintenance DC Dispenser - Annual Visit - 10 Years Prepaid | Operations and Maintenance | PM-HPD-AV-120 | 10 years coverage of Preventative Maintenance for (1) EVSE DC Dispenser Station. Annual Visit. | NEW PRODUCT | 1125 | 1125 | 0%
Preventative Maintenance DC Dispenser - Semi-Annual Visit - 1 Year Prepaid | Operations and Maintenance | PM-HPD-BV-12 | 1 year coverage of Preventative Maintenance for (1) EVSE DC Dispenser Station. Semi-Annual Visit. | NEW PRODUCT | 250 | 250 | 0%
Preventative Maintenance DC Dispenser - Semi-Annual Visit - 2 Years Prepaid | Operations and Maintenance | PM-HPD-BV-24 | 2 years coverage of Preventative Maintenance for (1) EVSE DC Dispenser Station. Semi-Annual Visit. | NEW PRODUCT | 450 | 450 | 0%
Preventative Maintenance DC Dispenser - Semi-Annual Visit - 3 Years Prepaid | Operations and Maintenance | PM-HPD-BV-36 | 3 years coverage of Preventative Maintenance for (1) EVSE DC Dispenser Station. Semi-Annual Visit. | NEW PRODUCT | 675 | 675 | 0%
Preventative Maintenance DC Dispenser - Semi-Annual Visit - 4 Years Prepaid | Operations and Maintenance | PM-HPD-BV-48 | 4 years coverage of Preventative Maintenance for (1) EVSE DC Dispenser Station. Semi-Annual Visit. | NEW PRODUCT | 900 | 900 | 0%
Preventative Maintenance DC Dispenser - Semi-Annual Visit - 5 Years Prepaid | Operations and Maintenance | PM-HPD-BV-60 | 5 years coverage of Preventative Maintenance for (1) EVSE DC Dispenser Station. Semi-Annual Visit. | NEW PRODUCT | 1125 | 1125 | 0%
Preventative Maintenance DC Dispenser - Semi-Annual Visit - 6 Years Prepaid | Operations and Maintenance | PM-HPD-BV-72 | 6 years coverage of Preventative Maintenance for (1) EVSE DC Dispenser Station. Semi-Annual Visit. | NEW PRODUCT | 1350 | 1350 | 0%
Preventative Maintenance DC Dispenser - Semi-Annual Visit - 10 Years Prepaid | Operations and Maintenance | PM-HPD-BV-120 | 10 years coverage of Preventative Maintenance for (1) EVSE DC Dispenser Station. Semi-Annual Visit. | NEW PRODUCT | 2250 | 2250 | 0%
Preventative Maintenance DC Battery Cube Cabinet - Annual Visit - 1 Year Prepaid | Operations and Maintenance | PM-BCC-AV-12 | 1 year coverage of Preventative Maintenance for (1) EVSE 200Kwh DC Battery Cube Cabinet. Annual Visit. | NEW PRODUCT | 1650 | 1650 | 0%
Preventative Maintenance DC Battery Cube Cabinet - Annual Visit - 2 Years Prepaid | Operations and Maintenance | PM-BCC-AV-24 | 2 year coverage of Preventative Maintenance for (1) EVSE 200Kwh DC Battery Cube Cabinet. Annual Visit. | NEW PRODUCT | 2970 | 2970 | 0%
Preventative Maintenance DC Battery Cube Cabinet - Annual Visit - 3 Years Prepaid | Operations and Maintenance | PM-BCC-AV-36 | 3 year coverage of Preventative Maintenance for (1) EVSE 200Kwh DC Battery Cube Cabinet. Annual Visit. | NEW PRODUCT | 4455 | 4455 | 0%
Preventative Maintenance DC Battery Cube Cabinet - Annual Visit - 4 Years Prepaid | Operations and Maintenance | PM-BCC-AV-48 | 4 year coverage of Preventative Maintenance for (1) EVSE 200Kwh DC Battery Cube Cabinet. Annual Visit. | NEW PRODUCT | 5940 | 5940 | 0%
Preventative Maintenance DC Battery Cube Cabinet - Annual Visit - 5 Years | Operations and Maintenance | PM-BCC-AV-60 | 5 year coverage of Preventative Maintenance for (1) EVSE 200Kwh DC Battery Cube Cabinet. Annual Visit. | NEW PRODUCT | 7425 | 7425 | 0%
Preventative Maintenance DC Battery Cube Cabinet - Annual Visit - 6 Years | Operations and Maintenance | PM-BCC-AV-72 | 6 year coverage of Preventative Maintenance for (1) EVSE 200Kwh DC Battery Cube Cabinet. Annual Visit. | NEW PRODUCT | 8910 | 8910 | 0%
Preventative Maintenance DC Battery Cube Cabinet - Annual Visit - 10 Years Prepaid | Operations and Maintenance | PM-BCC-AV-120 | 10 year coverage of Preventative Maintenance for (1) EVSE 200Kwh DC Battery Cube Cabinet. Annual Visit. | NEW PRODUCT | 14850 | 14850 | 0%
Preventative Maintenance DC Battery Cube Cabinet - Semi-Annual Visit - 1 Year | Operations and Maintenance | PM-BCC-BV-12 | 1 year coverage of Preventative Maintenance for (1) EVSE 200Kwh DC Battery Cube Cabinet. Semi-Annual Visit. | NEW PRODUCT | 3300 | 3300 | 0%
Preventative Maintenance DC Battery Cube Cabinet - Semi-Annual Visit - 2 Years | Operations and Maintenance | PM-BCC-BV-24 | 2 years coverage of Preventative Maintenance for (1) EVSE 200Kwh DC Battery Cube Cabinet. Semi-Annual Visit. | NEW PRODUCT | 5940 | 5940 | 0%
Preventative Maintenance DC Battery Cube Cabinet - Semi-Annual Visit - 3 Years | Operations and Maintenance | PM-BCC-BV-36 | 3 years coverage of Preventative Maintenance for (1) EVSE 200Kwh DC Battery Cube Cabinet. Semi-Annual Visit. | NEW PRODUCT | 8910 | 8910 | 0%
Preventative Maintenance DC Battery Cube Cabinet - Semi-Annual Visit - 4 Years | Operations and Maintenance | PM-BCC-BV-48 | 4 years coverage of Preventative Maintenance for (1) EVSE 200Kwh DC Battery Cube Cabinet. Semi-Annual Visit. | NEW PRODUCT | 11880 | 11880 | 0%
Preventative Maintenance DC Battery Cube Cabinet - Semi-Annual Visit - 5 Years | Operations and Maintenance | PM-BCC-BV-60 | 5 years coverage of Preventative Maintenance for (1) EVSE 200Kwh DC Battery Cube Cabinet. Semi-Annual Visit. | NEW PRODUCT | 14850 | 14850 | 0%
Preventative Maintenance DC Battery Cube Cabinet - Semi-Annual Visit - 6 Years | Operations and Maintenance | PM-BCC-BV-72 | 6 years coverage of Preventative Maintenance for (1) EVSE 200Kwh DC Battery Cube Cabinet. Semi-Annual Visit. | NEW PRODUCT | 17820 | 17820 | 0%
Preventative Maintenance DC Battery Cube Cabinet - Semi-Annual Visit - 10 Years Prepaid | Operations and Maintenance | PM-BCC-BV-120 | 10 years coverage of Preventative Maintenance for (1) EVSE 200Kwh DC Battery Cube Cabinet. Semi-Annual Visit. | NEW PRODUCT | 29700 | 29700 | 0%
Preventative Maintenance DC Power Cube Cabinet - Annual Visit - 1 Year | Operations and Maintenance | PM-PCC-AV-12 | 1 year coverage of Preventative Maintenance for (1) EVSE DC Cube Power Cabinet. Annual Visit. | NEW PRODUCT | 0 | 0 | --
Preventative Maintenance DC Power Cube Cabinet - Annual Visit - 2 Years | Operations and Maintenance | PM-PCC-AV-24 | 2 years coverage of Preventative Maintenance for (1) EVSE DC Cube Power Cabinet. Annual Visit. | NEW PRODUCT | 0 | 0 | --
Preventative Maintenance DC Power Cube Cabinet - Annual Visit - 3 Years | Operations and Maintenance | PM-PCC-AV-36 | 3 years coverage of Preventative Maintenance for (1) EVSE DC Cube Power Cabinet. Annual Visit. | NEW PRODUCT | 0 | 0 | --
Preventative Maintenance DC Power Cube Cabinet - Annual Visit - 4 Years | Operations and Maintenance | PM-PCC-AV-48 | 4 years coverage of Preventative Maintenance for (1) EVSE DC Cube Power Cabinet. Annual Visit. | NEW PRODUCT | 0 | 0 | --
Preventative Maintenance DC Power Cube Cabinet - Annual Visit - 5 Years | Operations and Maintenance | PM-PCC-AV-60 | 5 years coverage of Preventative Maintenance for (1) EVSE DC Cube Power Cabinet. Annual Visit. | NEW PRODUCT | 0 | 0 | --
Preventative Maintenance DC Power Cube Cabinet - Annual Visit - 6 Years | Operations and Maintenance | PM-PCC-AV-72 | 6 years coverage of Preventative Maintenance for (1) EVSE DC Cube Power Cabinet. Annual Visit. | NEW PRODUCT | 0 | 0 | --
Preventative Maintenance DC Power Cube Cabinet - Annual Visit - 10 Years Prepaid | Operations and Maintenance | PM-PCC-AV-120 | 10 years coverage of Preventative Maintenance for (1) EVSE DC Cube Power Cabinet. Annual Visit. | NEW PRODUCT | 0 | 0 | --
Preventative Maintenance DC Power Cube Cabinet - Semi-Annual Visit - 1 Year | Operations and Maintenance | PM-PCC-BV-12 | 1 year coverage of Preventative Maintenance for (1) EVSE DC Cube Power Cabinet. Semi-Annual Visit. | NEW PRODUCT | 0 | 0 | --
Preventative Maintenance DC Power Cube Cabinet - Semi-Annual Visit - 2 Years | Operations and Maintenance | PM-PCC-BV-24 | 2 years coverage of Preventative Maintenance for (1) EVSE DC Cube Power Cabinet. Semi-Annual Visit. | NEW PRODUCT | 0 | 0 | --
Preventative Maintenance DC Power Cube Cabinet - Semi-Annual Visit - 3 Years | Operations and Maintenance | PM-PCC-BV-36 | 3 years coverage of Preventative Maintenance for (1) EVSE DC Cube Power Cabinet. Semi-Annual Visit. | NEW PRODUCT | 0 | 0 | --
Preventative Maintenance DC Power Cube Cabinet - Semi-Annual Visit - 4 Years | Operations and Maintenance | PM-PCC-BV-48 | 4 years coverage of Preventative Maintenance for (1) EVSE DC Cube Power Cabinet. Semi-Annual Visit. | NEW PRODUCT | 0 | 0 | --
Preventative Maintenance DC Power Cube Cabinet - Semi-Annual Visit - 5 Years | Operations and Maintenance | PM-PCC-BV-60 | 5 years coverage of Preventative Maintenance for (1) EVSE DC Cube Power Cabinet. Semi-Annual Visit. | NEW PRODUCT | 0 | 0 | --
Preventative Maintenance DC Power Cube Cabinet - Semi-Annual Visit - 6 Years | Operations and Maintenance | PM-PCC-BV-72 | 6 years coverage of Preventative Maintenance for (1) EVSE DC Cube Power Cabinet. Semi-Annual Visit. | NEW PRODUCT | 0 | 0 | --
Preventative Maintenance DC Power Cube Cabinet - Semi-Annual Visit - 10 Years Prepaid | Operations and Maintenance | PM-PCC-BV-120 | 10 years coverage of Preventative Maintenance for (1) EVSE DC Cube Power Cabinet. Semi-Annual Visit. | NEW PRODUCT | 0 | 0 | --
Preventative Maintenance Pantograph Dispenser - Annual Visit - 1 Year Prepaid | Operations and Maintenance | PM-PG-AV-12 | 1 year coverage of Preventative Maintenance for (1) EVSE Pantograph Dispenser Annual Visit. | NEW PRODUCT | 250 | 250 | 0%
Preventative Maintenance Pantograph Dispenser - Annual Visit - 2 Year Prepaid | Operations and Maintenance | PM-PG-AV-24 | 2 years coverage of Preventative Maintenance for (1) EVSE Pantograph Dispenser Annual Visit. | NEW PRODUCT | 450 | 450 | 0%
Preventative Maintenance Pantograph Dispenser - Annual Visit - 3 Year Prepaid | Operations and Maintenance | PM-PG-AV-36 | 3 years coverage of Preventative Maintenance for (1) EVSE Pantograph Dispenser Annual Visit. | NEW PRODUCT | 675 | 675 | 0%
Preventative Maintenance Pantograph Dispenser - Annual Visit - 4 Year Prepaid | Operations and Maintenance | PM-PG-AV-48 | 4 years coverage of Preventative Maintenance for (1) EVSE Pantograph Dispenser Annual Visit. | NEW PRODUCT | 900 | 900 | 0%
Preventative Maintenance Pantograph Dispenser - Annual Visit - 5 Year Prepaid | Operations and Maintenance | PM-PG-AV-60 | 5 years coverage of Preventative Maintenance for (1) EVSE Pantograph Dispenser Annual Visit. | NEW PRODUCT | 1125 | 1125 | 0%
Preventative Maintenance Pantograph Dispenser - Annual Visit - 6 Year Prepaid | Operations and Maintenance | PM-PG-AV-72 | 6 years coverage of Preventative Maintenance for (1) EVSE Pantograph Dispenser Annual Visit. | NEW PRODUCT | 1350 | 1350 | 0%
Preventative Maintenance Pantograph Dispenser - Annual Visit - 10 Years Prepaid | Operations and Maintenance | PM-PG-AV-120 | 10 years coverage of Preventative Maintenance for (1) EVSE Pantograph Dispenser Annual Visit. | NEW PRODUCT | 2250 | 2250 | 0%
Preventative Maintenance Pantograph Dispenser - Semi-Annual Visit - 1 Year Prepaid | Operations and Maintenance | PM-PG-BV-12 | 1 year coverage of Preventative Maintenance for (1) EVSE Pantograph Dispenser Semi-Annual Visit. | NEW PRODUCT | 500 | 500 | 0%
Preventative Maintenance Pantograph Dispenser - Semi-Annual Visit - 2 Year Prepaid | Operations and Maintenance | PM-PG-BV-24 | 2 years coverage of Preventative Maintenance for (1) EVSE Pantograph Dispenser Semi-Annual Visit. | NEW PRODUCT | 900 | 900 | 0%
Preventative Maintenance Pantograph Dispenser - Semi-Annual Visit - 3 Year Prepaid | Operations and Maintenance | PM-PG-BV-36 | 3 years coverage of Preventative Maintenance for (1) EVSE Pantograph Dispenser Semi-Annual Visit. | NEW PRODUCT | 1350 | 1350 | 0%
Preventative Maintenance Pantograph Dispenser - Semi-Annual Visit - 4 Year Prepaid | Operations and Maintenance | PM-PG-BV-48 | 4 years coverage of Preventative Maintenance for (1) EVSE Pantograph Dispenser Semi-Annual Visit. | NEW PRODUCT | 1800 | 1800 | 0%
Preventative Maintenance Pantograph Dispenser - Semi-Annual Visit - 5 Year Prepaid | Operations and Maintenance | PM-PG-BV-60 | 5 years coverage of Preventative Maintenance for (1) EVSE Pantograph Dispenser Semi-Annual Visit. | NEW PRODUCT | 2250 | 2250 | 0%
Preventative Maintenance Pantograph Dispenser - Semi-Annual Visit - 6 Year Prepaid | Operations and Maintenance | PM-PG-BV-72 | 6 years coverage of Preventative Maintenance for (1) EVSE Pantograph Dispenser Semi-Annual Visit. | NEW PRODUCT | 2700 | 2700 | 0%
Preventative Maintenance Pantograph Dispenser - Semi-Annual Visit - 10 Years Prepaid | Operations and Maintenance | PM-PG-BV-120 | 10 years coverage of Preventative Maintenance for (1) EVSE Pantograph Dispenser Semi-Annual Visit. | NEW PRODUCT | 4500 | 4500 | 0%
Preventative Maintenance Custom | Operations and Maintenance | PM-CUSTOM | Preventative Maintenance - Custom Service | 0 | 0 | 0 | --
InService Standard - AC - Private or Public Use - 1 Year | Operations and Maintenance | ISS-AC-12 | 1 year coverage of InService Standard for Privately or Publicly Owned EVSE AC Level 2 Charging Station. Labor only coverage (M-F 8 AM - 8 PM EST, excluding holidays). Parts eligible for purchase at cost + 20%. Annual PM Visit included. | NEW PRODUCT | 420 | 420 | 0%
InService Standard - AC - Private or Public Use - 2 Years | Operations and Maintenance | ISS-AC-24 | 2 years coverage of InService Standard for Privately or Publicly Owned EVSE AC Level 2 Charging Station. Labor only coverage (M-F 8 AM - 8 PM EST, excluding holidays). Parts eligible for purchase at cost + 20%. Annual PM Visit included. | NEW PRODUCT | 798 | 798 | 0%
InService Standard - AC - Private or Public Use - 3 Years | Operations and Maintenance | ISS-AC-36 | 3 years coverage of InService Standard for Privately or Publicly Owned EVSE AC Level 2 Charging Station. Labor only coverage (M-F 8 AM - 8 PM EST, excluding holidays). Parts eligible for purchase at cost + 20%. Annual PM Visit included. | NEW PRODUCT | 1134 | 1134 | 0%
InService Standard - AC - Private or Public Use - 4 Years | Operations and Maintenance | ISS-AC-48 | 4 years coverage of InService Standard for Privately or Publicly Owned EVSE AC Level 2 Charging Station. Labor only coverage (M-F 8 AM - 8 PM EST, excluding holidays). Parts eligible for purchase at cost + 20%. Annual PM Visit included. | NEW PRODUCT | 1428 | 1428 | 0%
InService Standard - AC - Private or Public Use - 5 Years | Operations and Maintenance | ISS-AC-60 | 5 years coverage of InService Standard for Privately or Publicly Owned EVSE AC Level 2 Charging Station. Labor only coverage (M-F 8 AM - 8 PM EST, excluding holidays). Parts eligible for purchase at cost + 20%. Annual PM Visit included. | NEW PRODUCT | 1680 | 1680 | 0%
InService Standard - AC - Private or Public Use - 6 Years | Operations and Maintenance | ISS-AC-72 | 6 years coverage of InService Standard for Privately or Publicly Owned EVSE AC Level 2 Charging Station. Labor only coverage (M-F 8 AM - 8 PM EST, excluding holidays). Parts eligible for purchase at cost + 20%. Annual PM Visit included. | NEW PRODUCT | 2016 | 2016 | 0%
InService Standard - AC - Private or Public Use - 10 Years | Operations and Maintenance | ISS-AC-120 | 10 years coverage of InService Standard for Privately or Publicly Owned EVSE AC Level 2 Charging Station. Labor only coverage (M-F 8 AM - 8 PM EST, excluding holidays). Parts eligible for purchase at cost + 20%. Annual PM Visit included. | NEW PRODUCT | 3360 | 3360 | 0%
InService Standard - DC - Private Use - 1 Year | Operations and Maintenance | ISS-DCPR-12 | 1 year coverage of InService Standard for Privately Owned EVSE DC Charging Station. Labor only coverage (M-F 8 AM - 8 PM EST, excluding holidays). Parts eligible for purchase at cost + 20%. Annual PM Visit included. | NEW PRODUCT | 2040 | 2040 | 0%
InService Standard - DC - Private Use - 2 Years | Operations and Maintenance | ISS-DCPR-24 | 2 years coverage of InService Standard for Privately Owned EVSE DC Charging Station. Labor only coverage (M-F 8 AM - 8 PM EST, excluding holidays). Parts eligible for purchase at cost + 20%. Annual PM Visit included. | NEW PRODUCT | 3876 | 3876 | 0%
InService Standard - DC - Private Use - 3 Years | Operations and Maintenance | ISS-DCPR-36 | 3 years coverage of InService Standard for Privately Owned EVSE DC Charging Station. Labor only coverage (M-F 8 AM - 8 PM EST, excluding holidays). Parts eligible for purchase at cost + 20%. Annual PM Visit included. | NEW PRODUCT | 5508 | 5508 | 0%
InService Standard - DC - Private Use - 4 Years | Operations and Maintenance | ISS-DCPR-48 | 4 years coverage of InService Standard for Privately Owned EVSE DC Charging Station. Labor only coverage (M-F 8 AM - 8 PM EST, excluding holidays). Parts eligible for purchase at cost + 20%. Annual PM Visit included. | NEW PRODUCT | 6936 | 6936 | 0%
InService Standard - DC - Private Use - 5 Years | Operations and Maintenance | ISS-DCPR-60 | 5 years coverage of InService Standard for Privately Owned EVSE DC Charging Station. Labor only coverage (M-F 8 AM - 8 PM EST, excluding holidays). Parts eligible for purchase at cost + 20%. Annual PM Visit included. | NEW PRODUCT | 8160 | 8160 | 0%
InService Standard - DC - Private Use - 6 Years | Operations and Maintenance | ISS-DCPR-72 | 6 years coverage of InService Standard for Privately Owned EVSE DC Charging Station. Labor only coverage (M-F 8 AM - 8 PM EST, excluding holidays). Parts eligible for purchase at cost + 20%. Annual PM Visit included. | NEW PRODUCT | 9792 | 9792 | 0%
InService Standard - DC - Private Use - 10 Years | Operations and Maintenance | ISS-DCPR-120 | 10 years coverage of InService Standard for Privately Owned EVSE DC Charging Station. Labor only coverage (M-F 8 AM - 8 PM EST, excluding holidays). Parts eligible for purchase at cost + 20%. Annual PM Visit included. | NEW PRODUCT | 16320 | 16320 | 0%
InService Standard - DC - Public Use - 1 Year | Operations and Maintenance | ISS-DCPB-12 | 1 year coverage of InService Standard for Publicly Owned EVSE DC Charging Station. Labor only coverage (M-F 8 AM - 8 PM EST, excluding holidays). Parts eligible for purchase at cost + 20%. Annual PM Visit included. | NEW PRODUCT | 2520 | 2520 | 0%
InService Standard - DC - Public Use - 2 Years | Operations and Maintenance | ISS-DCPB-24 | 2 years coverage of InService Standard for Publicly Owned EVSE DC Charging Station. Labor only coverage (M-F 8 AM - 8 PM EST, excluding holidays). Parts eligible for purchase at cost + 20%. Annual PM Visit included. | NEW PRODUCT | 4788 | 4788 | 0%
InService Standard - DC - Public Use - 3 Years | Operations and Maintenance | ISS-DCPB-36 | 3 years coverage of InService Standard for Publicly Owned EVSE DC Charging Station. Labor only coverage (M-F 8 AM - 8 PM EST, excluding holidays). Parts eligible for purchase at cost + 20%. Annual PM Visit included. | NEW PRODUCT | 6804 | 6804 | 0%
InService Standard - DC - Public Use - 4 Years | Operations and Maintenance | ISS-DCPB-48 | 4 years coverage of InService Standard for Publicly Owned EVSE DC Charging Station. Labor only coverage (M-F 8 AM - 8 PM EST, excluding holidays). Parts eligible for purchase at cost + 20%. Annual PM Visit included. | NEW PRODUCT | 8568 | 8568 | 0%
InService Standard - DC - Public Use - 5 Years | Operations and Maintenance | ISS-DCPB-60 | 5 years coverage of InService Standard for Publicly Owned EVSE DC Charging Station. Labor only coverage (M-F 8 AM - 8 PM EST, excluding holidays). Parts eligible for purchase at cost + 20%. Annual PM Visit included. | NEW PRODUCT | 10080 | 10080 | 0%
InService Standard - DC - Public Use - 6 Years | Operations and Maintenance | ISS-DCPB-72 | 6 years coverage of InService Standard for Publicly Owned EVSE DC Charging Station. Labor only coverage (M-F 8 AM - 8 PM EST, excluding holidays). Parts eligible for purchase at cost + 20%. Annual PM Visit included. | NEW PRODUCT | 12096 | 12096 | 0%
InService Standard - DC - Public Use - 10 Years | Operations and Maintenance | ISS-DCPB-120 | 10 years coverage of InService Standard for Publicly Owned EVSE DC Charging Station. Labor only coverage (M-F 8 AM - 8 PM EST, excluding holidays). Parts eligible for purchase at cost + 20%. Annual PM Visit included. | NEW PRODUCT | 20160 | 20160 | 0%
InService Standard - DC - 80%+ Utilization - 1 Year | Operations and Maintenance | ISS-DC80-12 | 1 year coverage of InService Standard for High Power Cabinet, BESS, High Utilization EVSE DC Charging Station. (M-F. 8 AM - 8 PM EST, excluding holidays) and parts at cost + 20%. Annual PM Visit included. | NEW PRODUCT | 4400 | 4400 | 0%
InService Standard - DC - 80%+ Utilization - 2 Years | Operations and Maintenance | ISS-DC80-24 | 2 years coverage of InService Standard for High Power Cabinet, BESS, High Utilization EVSE DC Charging Station. (M-F. 8 AM - 8 PM EST, excluding holidays) and parts at cost + 20%. Annual PM Visit included. | NEW PRODUCT | 8360 | 8360 | 0%
InService Standard - DC - 80%+ Utilization - 3 Years | Operations and Maintenance | ISS-DC80-36 | 3 years coverage of InService Standard for High Power Cabinet, BESS, High Utilization EVSE DC Charging Station. (M-F. 8 AM - 8 PM EST, excluding holidays) and parts at cost + 20%. Annual PM Visit included. | NEW PRODUCT | 11880 | 11880 | 0%
InService Standard - DC - 80%+ Utilization - 4 Years | Operations and Maintenance | ISS-DC80-48 | 4 years coverage of InService Standard for High Power Cabinet, BESS, High Utilization EVSE DC Charging Station. (M-F. 8 AM - 8 PM EST, excluding holidays) and parts at cost + 20%. Annual PM Visit included. | NEW PRODUCT | 14960 | 14960 | 0%
InService Standard - DC - 80%+ Utilization - 5 Years | Operations and Maintenance | ISS-DC80-60 | 5 years coverage of InService Standard for High Power Cabinet, BESS, High Utilization EVSE DC Charging Station. (M-F. 8 AM - 8 PM EST, excluding holidays) and parts at cost + 20%. Annual PM Visit included. | NEW PRODUCT | 17600 | 17600 | 0%
InService Standard - DC - 80%+ Utilization - 6 Years | Operations and Maintenance | ISS-DC80-72 | 6 year coverage of InService Standard for High Power Cabinet, BESS, High Utilization EVSE DC Charging Station. (M-F. 8 AM - 8 PM EST, excluding holidays) and parts at cost + 20%. Annual PM Visit included. | NEW PRODUCT | 21120 | 21120 | 0%
InService Standard - DC - 80%+ Utilization - 10 Years | Operations and Maintenance | ISS-DC80-120 | 10 years coverage of InService Standard for High Power Cabinet, BESS, High Utilization EVSE DC Charging Station. (M-F. 8 AM - 8 PM EST, excluding holidays) and parts at cost + 20%. Annual PM Visit included. | NEW PRODUCT | 35200 | 35200 | 0%
InService Standard - DC - 7-Day Coverage - 1 Year | Operations and Maintenance | ISS-DC7-12 | 1 year coverage of InService Standard for 7 Day a Week Coverage of EVSE DC Charging Station, Split System or BESS. Labor only coverage. Parts eligible for purchase at cost + 20%. Annual PM Visit Included. | NEW PRODUCT | 6600 | 6600 | 0%
InService Standard - DC - 7-Day Coverage - 2 Years | Operations and Maintenance | ISS-DC7-24 | 2 years coverage of InService Standard for 7 Day a Week Coverage of EVSE DC Charging Station, Split System or BESS. Labor only coverage. Parts eligible for purchase at cost + 20%. Annual PM Visit Included. | NEW PRODUCT | 12540 | 12540 | 0%
InService Standard - DC - 7-Day Coverage - 3 Years | Operations and Maintenance | ISS-DC7-36 | 3 years coverage of InService Standard for 7 Day a Week Coverage of EVSE DC Charging Station, Split System or BESS. Labor only coverage. Parts eligible for purchase at cost + 20%. Annual PM Visit Included. | NEW PRODUCT | 17820 | 17820 | 0%
InService Standard - DC - 7-Day Coverage - 4 Years | Operations and Maintenance | ISS-DC7-48 | 4 years coverage of InService Standard for 7 Day a Week Coverage of EVSE DC Charging Station, Split System or BESS. Labor only coverage. Parts eligible for purchase at cost + 20%. Annual PM Visit Included. | NEW PRODUCT | 22440 | 22440 | 0%
InService Standard - DC - 7-Day Coverage - 5 Years | Operations and Maintenance | ISS-DC7-60 | 5 years coverage of InService Standard for 7 Day a Week Coverage of EVSE DC Charging Station, Split System or BESS. Labor only coverage. Parts eligible for purchase at cost + 20%. Annual PM Visit Included. | NEW PRODUCT | 26400 | 26400 | 0%
InService Standard - DC - 7-Day Coverage - 6 Years | Operations and Maintenance | ISS-DC7-72 | 6 years coverage of InService Standard for 7 Day a Week Coverage of EVSE DC Charging Station, Split System or BESS. Labor only coverage. Parts eligible for purchase at cost + 20%. Annual PM Visit Included. | NEW PRODUCT | 31680 | 31680 | 0%
InService Standard - DC - 7-Day Coverage - 10 Years | Operations and Maintenance | ISS-DC7-120 | 10 years coverage of InService Standard for 7 Day a Week Coverage of EVSE DC Charging Station, Split System or BESS. Labor only coverage. Parts eligible for purchase at cost + 20%. Annual PM Visit Included. | NEW PRODUCT | 52800 | 52800 | 0%
InService Standard - DC Dispenser - Private Use - 1 Year | Operations and Maintenance | ISS-HPD-12 | 1 year coverage of InService Standard for Privately Owned EVSE DC Dispenser. Labor only coverage (M-F 8 AM - 8 PM EST, excluding holidays). Parts eligible for purchase at cost + 20%. Annual PM Visit included. | NEW PRODUCT | 510 | 510 | 0%
InService Standard - DC Dispenser - Private Use - 2 Years | Operations and Maintenance | ISS-HPD-24 | 2 years coverage of InService Standard for Privately Owned EVSE DC Dispenser. Labor only coverage (M-F 8 AM - 8 PM EST, excluding holidays). Parts eligible for purchase at cost + 20%. Annual PM Visit included. | NEW PRODUCT | 969 | 969 | 0%
InService Standard - DC Dispenser - Private Use - 3 Years | Operations and Maintenance | ISS-HPD-36 | 3 years coverage of InService Standard for Privately Owned EVSE DC Dispenser. Labor only coverage (M-F 8 AM - 8 PM EST, excluding holidays). Parts eligible for purchase at cost + 20%. Annual PM Visit included. | NEW PRODUCT | 1377 | 1377 | 0%
InService Standard - DC Dispenser - Private Use - 4 Years | Operations and Maintenance | ISS-HPD-48 | 4 years coverage of InService Standard for Privately Owned EVSE DC Dispenser. Labor only coverage (M-F 8 AM - 8 PM EST, excluding holidays). Parts eligible for purchase at cost + 20%. Annual PM Visit included. | NEW PRODUCT | 1734 | 1734 | 0%
InService Standard - DC Dispenser - Private Use - 5 Years | Operations and Maintenance | ISS-HPD-60 | 5 years coverage of InService Standard for Privately Owned EVSE DC Dispenser. Labor only coverage (M-F 8 AM - 8 PM EST, excluding holidays). Parts eligible for purchase at cost + 20%. Annual PM Visit included. | NEW PRODUCT | 2040 | 2040 | 0%
InService Standard - DC Dispenser - Private Use - 6 Years | Operations and Maintenance | ISS-HPD-72 | 6 years coverage of InService Standard for Privately Owned EVSE DC Dispenser. Labor only coverage (M-F 8 AM - 8 PM EST, excluding holidays). Parts eligible for purchase at cost + 20%. Annual PM Visit included. | NEW PRODUCT | 2448 | 2448 | 0%
InService Standard - DC Dispenser - Private Use - 10 Years | Operations and Maintenance | ISS-HPD-120 | 10 years coverage of InService Standard for Privately Owned EVSE DC Dispenser. Labor only coverage (M-F 8 AM - 8 PM EST, excluding holidays). Parts eligible for purchase at cost + 20%. Annual PM Visit included. | NEW PRODUCT | 4080 | 4080 | 0%
InService Standard - DC Dispenser - 7-Day Coverage - 1 Year | Operations and Maintenance | ISS-HPD7-12 | 1 year coverage of InService Standard for 7 Day a Week Coverage of EVSE DC Charging Station, DC Dispenser Station. Labor only coverage. Parts eligible for purchase at cost + 20%. Annual PM Visit Included. | NEW PRODUCT | 892.5 | 892.5 | 0%
InService Standard - DC Dispenser - 7-Day Coverage - 2 Years | Operations and Maintenance | ISS-HPD7-24 | 2 years coverage of InService Standard for 7 Day a Week Coverage of EVSE DC Charging Station, DC Dispenser Station. Labor only coverage. Parts eligible for purchase at cost + 20%. Annual PM Visit Included. | NEW PRODUCT | 1695.75 | 1695.75 | 0%
InService Standard - DC Dispenser - 7-Day Coverage - 3 Years | Operations and Maintenance | ISS-HPD7-36 | 3 years coverage of InService Standard for 7 Day a Week Coverage of EVSE DC Charging Station, DC Dispenser Station. Labor only coverage. Parts eligible for purchase at cost + 20%. Annual PM Visit Included. | NEW PRODUCT | 2409.75 | 2409.75 | 0%
InService Standard - DC Dispenser - 7-Day Coverage - 4 Years | Operations and Maintenance | ISS-HPD7-48 | 4 years coverage of InService Standard for 7 Day a Week Coverage of EVSE DC Charging Station, DC Dispenser Station. Labor only coverage. Parts eligible for purchase at cost + 20%. Annual PM Visit Included. | NEW PRODUCT | 3034.5 | 3034.5 | 0%
InService Standard - DC Dispenser - 7-Day Coverage - 5 Years | Operations and Maintenance | ISS-HPD7-60 | 5 years coverage of InService Standard for 7 Day a Week Coverage of EVSE DC Charging Station, DC Dispenser Station.. Labor only coverage. Parts eligible for purchase at cost + 20%. Annual PM Visit Included. | NEW PRODUCT | 3570 | 3570 | 0%
InService Standard - DC Dispenser - 7-Day Coverage - 6 Years | Operations and Maintenance | ISS-HPD7-72 | 6 years coverage of InService Standard for 7 Day a Week Coverage of EVSE DC Charging Station, DC Dispenser Station.. Labor only coverage. Parts eligible for purchase at cost + 20%. Annual PM Visit Included. | NEW PRODUCT | 4284 | 4284 | 0%
InService Standard - DC Dispenser - 7-Day Coverage - 10 Years | Operations and Maintenance | ISS-HPD7-120 | 10 years coverage of InService Standard for 7 Day a Week Coverage of EVSE DC Charging Station, DC Dispenser Station.. Labor only coverage. Parts eligible for purchase at cost + 20%. Annual PM Visit Included. | NEW PRODUCT | 7140 | 7140 | 0%
InService Dedicated - Full Time Tech - 1 Year | Operations and Maintenance | ISD-FT-12 | Full Time Customer Dedicated Technician. Labor only coverage. Parts eligible for purchase at cost + 20%. Pricing is per year, per site. | NEW PRODUCT | 220000 | 220000 | 0%
InService Dedicated - Full Time Tech - 2 Years | Operations and Maintenance | ISD-FT-24 | Full Time Customer Dedicated Technician. Labor only coverage. Parts eligible for purchase at cost + 20%. Pricing is per year, per site. | NEW PRODUCT | 440000 | 440000 | 0%
InService Dedicated - Full Time Tech - 3 Years | Operations and Maintenance | ISD-FT-36 | Full Time Customer Dedicated Technician. Labor only coverage. Parts eligible for purchase at cost + 20%. Pricing is per year, per site. | NEW PRODUCT | 660000 | 660000 | 0%
InService Dedicated - Full Time Tech - 4 Years | Operations and Maintenance | ISD-FT-48 | Full Time Customer Dedicated Technician. Labor only coverage. Parts eligible for purchase at cost + 20%. Pricing is per year, per site. | NEW PRODUCT | 880000 | 880000 | 0%
InService Dedicated - Full Time Tech - 5 Years | Operations and Maintenance | ISD-FT-60 | Full Time Customer Dedicated Technician. Labor only coverage. Parts eligible for purchase at cost + 20%. Pricing is per year, per site. | NEW PRODUCT | 1100000 | 1100000 | 0%
InService Dedicated - Full Time Tech - 6 Years | Operations and Maintenance | ISD-FT-72 | Full Time Customer Dedicated Technician. Labor only coverage. Parts eligible for purchase at cost + 20%. Pricing is per year, per site. | NEW PRODUCT | 1320000 | 1320000 | 0%
InService Dedicated - Full Time Tech - 10 Years | Operations and Maintenance | ISD-FT-120 | Full Time Customer Dedicated Technician. Labor only coverage. Parts eligible for purchase at cost + 20%. Pricing is per year, per site. | NEW PRODUCT | 2200000 | 2200000 | 0%
InService Dedicated - Part Time Tech - 1 Year | Operations and Maintenance | ISD-PT-12 | Part Time Customer Dedicated Technician. Labor only coverage. Parts eligible for purchase at cost + 20%. Pricing is per year, per site. | NEW PRODUCT | 140000 | 140000 | 0%
InService Dedicated - Part Time Tech - 2 Years | Operations and Maintenance | ISD-PT-24 | Part Time Customer Dedicated Technician. Labor only coverage. Parts eligible for purchase at cost + 20%. Pricing is per year, per site. | NEW PRODUCT | 280000 | 280000 | 0%
InService Dedicated - Part Time Tech - 3 Year | Operations and Maintenance | ISD-PT-36 | Part Time Customer Dedicated Technician. Labor only coverage. Parts eligible for purchase at cost + 20%. Pricing is per year, per site. | NEW PRODUCT | 420000 | 420000 | 0%
InService Dedicated - Part Time Tech - 4 Years | Operations and Maintenance | ISD-PT-48 | Part Time Customer Dedicated Technician. Labor only coverage. Parts eligible for purchase at cost + 20%. Pricing is per year, per site. | NEW PRODUCT | 560000 | 560000 | 0%
InService Dedicated - Part Time Tech - 5 Years | Operations and Maintenance | ISD-PT-60 | Part Time Customer Dedicated Technician. Labor only coverage. Parts eligible for purchase at cost + 20%. Pricing is per year, per site. | NEW PRODUCT | 700000 | 700000 | 0%
InService Dedicated - Part Time Tech - 6 Years | Operations and Maintenance | ISD-PT-72 | Part Time Customer Dedicated Technician. Labor only coverage. Parts eligible for purchase at cost + 20%. Pricing is per year, per site. | NEW PRODUCT | 840000 | 840000 | 0%
InService Dedicated - Part Time Tech - 10 Years | Operations and Maintenance | ISD-PT-120 | Part Time Customer Dedicated Technician. Labor only coverage. Parts eligible for purchase at cost + 20%. Pricing is per year, per site. | NEW PRODUCT | 1400000 | 1400000 | 0%
InService Premium - Custom | Operations and Maintenance | ISP-CUSTOM | InService Premium. Custom maintenance agreement, parts and labor coverage and discounted InControl + Data Plan. | NEW PRODUCT | Custom Pricing | Custom Pricing | --
Equipment Rental ABB ACL2 | Rental | EQ-R-A-ACL2 | Equipment Rental for ABB ACL2 Charger (Price per Month. 1 Month Minimum) | 200 | 200 | 200 | 0%
Equipment Rental ICE ACL2 | Rental | EQ-R-L-ACL2 | Equipment Rental for ICE ACL2 Charger (Price per Month. 1 Month Minimum) | 200 | 200 | 200 | 0%
Equipment Rental ICE Dual 80AC ACL2 | Rental | EQ-R-Z-DACL2 | Equipment Rental for ICE Dual 80AC ACL2 Charger (Price per Month. 1 Month Minimum) | 500 | 500 | 500 | 0%
Equipment Rental ICE-30 | Rental | EQ-R-I-ICE30 | Equipment Rental for ICE-30 Charger (Price per Month. 1 Month Minimum) | 1400 | 1400 | 1400 | 0%
Equipment Rental ICE-30, Mobile Cart, Pin & Sleeve & Receptacle | Rental | EQ-R-I-ICE30-V2 | Equipment Rental for ICE-30 CCS1 (125A, 16ft) Charger. Includes Small Mobile Cart, 60A Pin and Sleeve 25ft Male Cable, Female Receptacle (Price per Month. 1 Month Minimum) | 2400 | 2600 | 2600 | 0%
Equipment Rental ICE-60 | Rental | EQ-R-I-ICE60 | Equipment Rental for ICE-60 Charger (Price per Month. 1 Month Minimum) | 3100 | 3100 | 3100 | 0%
Equipment Rental ICE-120 | Rental | EQ-R-I-ICE120 | Equipment Rental for ICE-120 Charger (Price per Month. 1 Month Minimum) | 5700 | 5700 | 5700 | 0%
Equipment Rental ICE-180 | Rental | EQ-R-I-ICE180 | Equipment Rental for ICE-180 Charger (Price per Month. 1 Month Minimum) | 7100 | 7100 | 7100 | 0%
Equipment Rental ABB Terra DCWB Single Phase | Rental | EQ-R-A-DCWB-1P | Equipment Rental for ABB Terra DCWB Single Phase Charger (Price per Month. 1 Month Minimum) | 1400 | 1400 | 1400 | 0%
Equipment Rental ABB Terra DCWB Three Phase | Rental | EQ-R-A-DCWB-3P | Equipment Rental for ABB Terra DCWB Three Phase Charger (Price per Month. 1 Month Minimum) | 1400 | 1400 | 1400 | 0%
Equipment Rental ABB Terra 54 | Rental | EQ-R-A-T54 | Equipment Rental for ABB Terra 54 Charger (Price per Month. 1 Month Minimum) | 3100 | 3100 | 3100 | 0%
Equipment Rental ABB Terra 124 | Rental | EQ-R-A-T124 | Equipment Rental for ABB Terra 124 Charger (Price per Month. 1 Month Minimum) | 6400 | 6400 | 6400 | 0%
Equipment Rental ABB Terra 184 | Rental | EQ-R-A-T184 | Equipment Rental for ABB Terra 184 Charger (Price per Month. 1 Month Minimum) | 7800 | 7800 | 7800 | 0%
Miscellaneous Equipment Rental | Rental | EQ-R | Equipment Rental for Miscellaneous Products | 0 | 0 | 0 | --
Shipping for ACL2 EVSE | Shipping | SHIP-ACL2 | Ground Shipping Costs for one ACL2 Charger | 195 | 195 | 195 | 0%
Shipping for DCWB or Micro Dispenser | Shipping | SHIP-DCWB | Ground Shipping Costs for one DC Wallbox Charger or Micro Dispenser | NEW PRODUCT | 350 | 350 | 0%
Shipping for DC All-in-One or Slim Line Dispenser | Shipping | SHIP-DCFC | Ground Shipping Costs for one DC All-in-One Charger or Slim Line Dispenser | NEW PRODUCT | 650 | 650 | 0%
Shipping for DC Power Cabinet | Shipping | SHIP-HPC | Ground Shipping Costs for one DC Power Cabinet (Dispenser shipping not included) | 1150 | 1150 | 1150 | 0%
Shipping for ICE Cube | Shipping | SHIP-HPBC | Ground Shipping Costs for one ICE Cube (Dispenser shipping not included) | 1900 | 1900 | 1900 | 0%
Shipping for ACL2 Pedestal | Shipping | SHIP-ACL2-PED | Ground Shipping Costs for one ACL2 Charger Pedestal | 250 | 250 | 250 | 0%
Shipping for DCWB Core Pedestal | Shipping | SHIP-DCWB-PED-A | Ground Shipping Costs for one DCWB Core Pedestal | 250 | 250 | 250 | 0%
Shipping for DCWB Light Bar Pedestal | Shipping | SHIP-DCWB-PED | Ground Shipping Costs for one DCWB Light Bar Pedestal | 1000 | 1000 | 1000 | 0%
Shipping for DCWB Mobile Cart | Shipping | SHIP-DCWB-MB | Ground Shipping Costs for one DC Wallbox Mobile Cart | 500 | 500 | 500 | 0%
Shipping for Cable Retractor | Shipping | SHIP-CR | Ground Shipping Costs for one Cable Retractor | 100 | 100 | 100 | 0%
Shipping for Riser Platform | Shipping | SHIP-FNDT | Ground Shipping Costs for one Riser Platform | 450 | 450 | 450 | 0%
Shipping for Cable | Shipping | SHIP-CABLE | Ground Shipping Costs for one Cable | 100 | 100 | 100 | 0%
Miscellaneous Shipping | Shipping | SHIP-MISC | Miscellaneous Outbound Shipping | Cost | 0 | 0 | --
Warehouse Storage Fee for Standard Pallet | Storage | STG-FEE-STD | Monthly Storage Fee for a Standard Pallet (48" x 40") | NEW PRODUCT | 40 | 40 | 0%
Warehouse Storage Fee for Non-Standard Pallet | Storage | STG-FEE-NSTD | Monthly Storage Fee for Non-Standard or Oversized Pallet | NEW PRODUCT | 80 | 80 | 0%
3-Poles Disconnect Switch, 100A | Auxiliary | AA-FU-100A-NK | 3-Poles Disconnect Switch, 100A, 600VAC, Fusible, NEMA 3R (Outdoor), (TH3363R) | 647 | Legacy Product | Legacy Product | --
3-Poles Disconnect Switch, 400A | Auxiliary | AA-FU-400A-NK | 3-Poles Disconnect Switch, 400A, 600VAC, Fusible, NEMA 3R (Outdoor), (THF3365AR) | 1605 | Legacy Product | Legacy Product | --
3-Poles Disconnect Switch, 60A | Auxiliary | AA-FU-60A-NK | 3-Poles Disconnect Switch, 60A, 600VAC, Fusible, NEMA 3R (Outdoor), (TH3362R) | 350 | Legacy Product | Legacy Product | --
ABB DCWB Dual Pedestal | Auxiliary | AA-DCP-D1-DP | (Reach out to Product Team for availability) ABB DCWB Pedestal for dual cables (CCS1/CHAdeMO) configuration for ABB only | 4758 | Legacy Product | Legacy Product | --
ABB HVC Depot Box Cable Management System | Auxiliary | AA-HVC-CMS | ABB HVC Depot Charge Box Cable Management System (must be purchased with Depot Box Pedestal) | 2912 | Legacy Product | Legacy Product | --
ABB HVC Depot Box Pedestal | Auxiliary | AA-HVC-DBP | ABB HVC Depot Charge Box Metal Pedestal | 2892 | Legacy Product | Legacy Product | --
ABB/GE 3-Phase Step-up Transformer 45kVA | Auxiliary | AA-TR-45KV | ABB/GE 3-Phase Step-up Transformer 45kVA 280 Delta Primary - 480/277V WYE Secondary, Nema 2 (Indoor), (9T10A1343), 3R Weatherproof Kit not included but available for purchase (9T18Y1074G06) | 4392 | Legacy Product | Legacy Product | --
ABB/GE 3-Phase Step-up Transformer 75kVA | Auxiliary | AA-TR-75KV | ABB/GE 3-Phase Step-up Transformer 75kVA 280 Delta Primary - 480/277V WYE Secondary, Nema 2 (Indoor), (9T10A1344), 3R Weatherproof Kit not included but available for purchase (9T18Y1074G06) | 4692 | Legacy Product | Legacy Product | --
Core Pedestal for ICE-30 and ICE-22 V2X | Auxiliary | RA-DCP-D1-A | Core Pedestal for ICE-30 and ICE-22 V2X (ADA Compliant) | 800 | Legacy Product | Legacy Product | --
Dual Cable Retractor for ABB AiO | Auxiliary | ESA-DCR | Dual Cable Retractor for ABB All-in-One Chargers | 2500 | Legacy Product | Legacy Product | --
Dual Cable Retractor for ABB AiO HC | Auxiliary | AA-DCR | Dual Cable Retractor for ABB All-in-One, High Current Chargers | 3798 | Legacy Product | Legacy Product | --
Dual Cable Retractor for ABB AiO Non-HC | Auxiliary | JCA-DCR | Dual Cable Retractor for ABB All-in-One, Non-High Current Chargers | 1774 | Legacy Product | Legacy Product | --
Hammond 1-Phase Step-down Transformer 25kVA | Auxiliary | HA-TR-25KV-1P | Hammond 1-Phase Step-down Transformer 25kVA, 480 Primary - 240V Secondary, Nema 3R (Outdoor), (SG3N0025LE), for ACL2 Chargers | 2077 | Legacy Product | Legacy Product | --
Hammond 3-Phase Step-down Transformer 150kVA | Auxiliary | HA-TR-150KV-3P-SD | Hammond 3-Phase Step-down Transformer 150kVA, 480 Delta Primary - 208/120V WYE Secondary, Nema 3R (Outdoor), (SG3A0150KB) for 400A 120/208 Subpanel | 10850 | Legacy Product | Legacy Product | --
Hammond 3-Phase Step-down Transformer 75kVA | Auxiliary | HA-TR-75KV-3P-SD | Hammond 3-Phase Step-down Transformer 75kVA, 480 Delta Primary - 208/120V WYE Secondary, Nema 3R (Outdoor), (SG3A0075KB) for 200A 120/208 Subpanel | 6200 | Legacy Product | Legacy Product | --
Hammond 3-Phase Step-up Transformer 112.5kVA | Auxiliary | HA-TR-112KV-3P | Hammond 3-Phase Step-up Transformer 112.5kVA, 208 Delta Primary - 480/277V WYE Secondary, Nema 3R (Outdoor), (SG3A0112BK) | 7550 | Legacy Product | Legacy Product | --
Hammond 3-Phase Step-up Transformer 150kVA | Auxiliary | HA-TR-150KV-3P | Hammond 3-Phase Step-up Transformer 150kVA, 208 Delta Primary - 480/277V WYE Secondary, Nema 3R (Outdoor), (SG3A0150BK) | 8546 | Legacy Product | Legacy Product | --
Hammond 3-Phase Step-up Transformer 225kVA | Auxiliary | HA-TR-225KV-3P | Hammond 3-Phase Step-up Transformer 225kVA, 208 Delta Primary - 480/277V WYE Secondary, Nema 3R (Outdoor), (SG3A0225BK) | 15732 | Legacy Product | Legacy Product | --
Hammond 3-Phase Step-up Transformer 45kVA | Auxiliary | HA-TR-45KV-3P | Hammond 3-Phase Step-up Transformer 45kVA, 208 Delta Primary - 480/277V WYE Secondary, Nema 3R (Outdoor), (SG3A0045BK) | 4367 | Legacy Product | Legacy Product | --
Hammond 3-Phase Step-up Transformer 75kVA | Auxiliary | HA-TR-75KV-3P | Hammond 3-Phase Step-up Transformer 75kVA, 208 Delta Primary - 480/277V WYE Secondary, Nema 3R (Outdoor), (SG3A0075BK) | 5654 | Legacy Product | Legacy Product | --
ICE TRAY: Custom Package - Island Skid Solution | Auxiliary | HPIS-CUSTOM | ICE TRAY: Custom Island Skid Package. Reach out to the Product Team for inquiries about customization and pricing | 0 | Legacy Product | Legacy Product | --
ICE TRAY: Custom Package - Pull In Skid Solution | Auxiliary | HPPIS-CUSTOM | ICE TRAY: Custom Pull in Skid Package. Reach out to the Product Team for inquiries about customization and pricing | 0 | Legacy Product | Legacy Product | --
ICE TRAY: Large Package - Island Skid Solution for ICE AiO | Auxiliary | HPIS-AIO-L | ICE TRAY: Island Skid Solution consisting of Four Charger Skids, housing up to Four ICE AiO Chargers & One Power Skid, housing a Switch Gear. Includes up to 12 Bollards (Made to Order, 6-7 months lead time) | 136551.92 | Legacy Product | Legacy Product | --
ICE TRAY: Large Package - Island Skid Solution for ICE AiO (ADA Compliant) | Auxiliary | HPIS-AIO-L-ADA | ICE TRAY: Island Skid Solution consisting of Four Charger Skids, housing up to Four ICE AiO Chargers & One Power Skid, housing a Switch Gear. Includes up to 16 Bollards. Also comes with a ramp and additional 4 bollards to meet ADA Compliance (Made to Order, 6-7 months lead time) | 136551.92 | Legacy Product | Legacy Product | --
ICE TRAY: Large Package - Island Skid Solution for ICE Dispensers | Auxiliary | HPIS-DCD-L | ICE TRAY: Island Skid Solution consisting of Four Charger Skids, housing up to Four ICE Dispensers & Two Power Skids, housing a Switch Gear and a Power Cabinet. Includes up to 14 Bollards (Made to Order, 6-7 months lead time) | 163677.69 | Legacy Product | Legacy Product | --
ICE TRAY: Large Package - Island Skid Solution for ICE Dispensers (ADA Compliant) | Auxiliary | HPIS-DCD-L-ADA | ICE TRAY: Island Skid Solution consisting of Four Charger Skids, housing up to Four ICE Dispensers & Two Power Skids, housing a Switch Gear and a Power Cabinet. Includes up to 18 Bollards. Also comes with a ramp and additional 4 bollards to meet ADA Compliance (Made to Order, 6-7 months lead time) | 163677.69 | Legacy Product | Legacy Product | --
ICE TRAY: Large Package - Island Skid Solution for Light Bar Pedestal | Auxiliary | HPIS-DCWB-L | ICE TRAY: Island Skid Solution consisting of Four Charger Skids, housing up to Eight Light Bar Pedestals & One Power Skid, housing a Switch Gear. Includes up to 20 Bollards (Made to Order, 6-7 months lead time) | 140244.23 | Legacy Product | Legacy Product | --
ICE TRAY: Large Package - Island Skid Solution for Light Bar Pedestal (ADA Compliant) | Auxiliary | HPIS-DCWB-L-ADA | ICE TRAY: Island Skid Solution consisting of Four Charger Skids, housing up to Eight Light Bar Pedestals & One Power Skid, housing a Switch Gear. Includes up to 20 Bollards. Also comes with a ramp and additional 4 bollards to meet ADA Compliance (Made to Order, 6-7 months lead time) | 140244.23 | Legacy Product | Legacy Product | --
ICE TRAY: Large Package - Island Skid Solution for Terra AiO | Auxiliary | HPIS-TERRA-L | ICE TRAY: Island Skid Solution consisting of Four Charger Skids, housing up to Four Terra 54, Terra 124, or Terra 184 Chargers & One Power Skid, housing a Switch Gear. Includes up to 12 Bollards (Made to Order, 6-7 months lead time) | 136551.92 | Legacy Product | Legacy Product | --
ICE TRAY: Large Package - Island Skid Solution for Terra AiO (ADA Compliant) | Auxiliary | HPIS-TERRA-L-ADA | ICE TRAY: Island Skid Solution consisting of Four Charger Skids, housing up to Four Terra 54, Terra 124, or Terra 184 Chargers & One Power Skid, housing a Switch Gear. Includes up to 12 Bollards. Also comes with a ramp and additional 4 bollards to meet ADA Compliance (Made to Order, 6-7 months lead time) | 136551.92 | Legacy Product | Legacy Product | --
ICE TRAY: Large Package - Pull In Skid Solution for ICE AiO | Auxiliary | HPPIS-AIO-L | ICE TRAY: Pull in Skid Solution consisting of Four Charger Skids, housing Four ICE AiO Chargesr & One Power Skid, housing a Switch Gear. Includes 12 Bollards (Made to Order, 6-7 months lead time) | 136551.92 | Legacy Product | Legacy Product | --
ICE TRAY: Large Package - Pull In Skid Solution for ICE AiO (ADA Compliant) | Auxiliary | HPPIS-AIO-L-ADA | ICE TRAY: Pull in Skid Solution consisting of Four Charger Skids, housing Four ICE AiO Chargers & One Power Skid, housing a Switch Gear. Includes 12 Bollards. Also comes with a ramp and additional 4 bollards to meet ADA Compliance (Made to Order, 6-7 months lead time) | 136551.92 | Legacy Product | Legacy Product | --
ICE TRAY: Large Package - Pull In Skid Solution for ICE Dispensers | Auxiliary | HPPIS-DCD-L | ICE TRAY: Pull in Skid Solution consisting of Four Charger Skids, housing Four ICE Dispensers & Two Power Skids, housing a Switch Gear and a Power Cabinet. Includes 14 Bollards (Made to Order, 6-7 months lead time) | 163677.69 | Legacy Product | Legacy Product | --
ICE TRAY: Large Package - Pull In Skid Solution for ICE Dispensers (ADA Compliant) | Auxiliary | HPPIS-DCD-L-ADA | ICE TRAY: Pull in Skid Solution consisting of Four Charger Skids, housing Four ICE Dispensers & Two Power Skids, housing a Switch Gear and a Power Cabinet. Includes 14 Bollards. Also comes with a ramp and additional 4 bollards to meet ADA Compliance (Made to Order, 6-7 months lead time) | 163677.69 | Legacy Product | Legacy Product | --
ICE TRAY: Large Package - Pull In Skid Solution for Light Bar Pedestal | Auxiliary | HPPIS-DCWB-L | ICE TRAY: Pull in Skid Solution consisting of Four Charger Skids, housing Four Light Bar Pedestals & One Power Skid, housing a Switch Gear. Includes 12 Bollards (Made to Order, 6-7 months lead time) | 136551.92 | Legacy Product | Legacy Product | --
ICE TRAY: Large Package - Pull In Skid Solution for Light Bar Pedestal (ADA Compliant) | Auxiliary | HPPIS-DCWB-L-ADA | ICE TRAY: Pull in Skid Solution consisting of Four Charger Skids, housing Four Light Bar Pedestals & One Power Skid, housing a Switch Gear. Includes 12 Bollards. Also comes with a ramp and additional 4 bollards to meet ADA Compliance (Made to Order, 6-7 months lead time) | 136551.92 | Legacy Product | Legacy Product | --
ICE TRAY: Large Package - Pull In Skid Solution for Terra AiO | Auxiliary | HPPIS-TERRA-L | ICE TRAY: Pull in Skid Solution consisting of Four Charger Skids, housing Four Terra 54, Terra 124, or Terra 184 Chargers & One Power Skid, housing a Switch Gear. Includes 12 Bollards (Made to Order, 6-7 months lead time) | 136551.92 | Legacy Product | Legacy Product | --
ICE TRAY: Large Package - Pull In Skid Solution for Terra AiO (ADA Compliant) | Auxiliary | HPPIS-TERRA-L-ADA | ICE TRAY: Pull in Skid Solution consisting of Four Charger Skids, housing Four Terra 54, Terra 124, or Terra 184 Chargers & One Power Skid, housing a Switch Gear. Includes 12 Bollards. Also comes with a ramp and additional 4 bollards to meet ADA Compliance (Made to Order, 6-7 months lead time) | 136551.92 | Legacy Product | Legacy Product | --
ICE TRAY: Medium Package - Island Skid Solution for ICE AiO | Auxiliary | HPIS-AIO-M | ICE TRAY: Island Skid Solution consisting of Two Charger Skids, housing up to Four ICE AiO Chargesr & One Power Skid, housing a Switch Gear. Includes up to 12 Bollards (Made to Order, 6-7 months lead time) | 84146.54 | Legacy Product | Legacy Product | --
ICE TRAY: Medium Package - Island Skid Solution for ICE AiO (ADA Compliant) | Auxiliary | HPIS-AIO-M-ADA | ICE TRAY: Island Skid Solution consisting of Two Charger Skids, housing up to Four ICE AiO Chargesr & One Power Skid, housing a Switch Gear. Includes up to 12 Bollards Also comes with a ramp and additional 4 bollards to meet ADA Compliance (Made to Order, 6-7 months lead time) | 84146.54 | Legacy Product | Legacy Product | --
ICE TRAY: Medium Package - Island Skid Solution for ICE Dispensers | Auxiliary | HPIS-DCD-M | ICE TRAY: Island Skid Solution consisting of Two Charger Skids, housing up to Four ICE Dispensers & Two Power Skids, housing a Switch Gear and a Power Cabinet. Includes up to 14 Bollards (Made to Order, 6-7 months lead time) | 111272.31 | Legacy Product | Legacy Product | --
ICE TRAY: Medium Package - Island Skid Solution for ICE Dispensers (ADA Compliant) | Auxiliary | HPIS-DCD-M-ADA | ICE TRAY: Island Skid Solution consisting of Two Charger Skids, housing up to Four ICE Dispensers & Two Power Skids, housing a Switch Gear and a Power Cabinet. Includes up to 14 Bollards. Also comes with a ramp and additional 4 bollards to meet ADA Compliance (Made to Order, 6-7 months lead time) | 111272.31 | Legacy Product | Legacy Product | --
ICE TRAY: Medium Package - Island Skid Solution for Light Bar Pedestal | Auxiliary | HPIS-DCWB-M | ICE TRAY: Island Skid Solution consisting of Two Charger Skids, housing up to Four Light Bar Pedestals & One Power Skid, housing a Switch Gear. Includes up to 12 Bollards (Made to Order, 6-7 months lead time) | 84146.54 | Legacy Product | Legacy Product | --
ICE TRAY: Medium Package - Island Skid Solution for Light Bar Pedestal (ADA Compliant) | Auxiliary | HPIS-DCWB-M-ADA | ICE TRAY: Island Skid Solution consisting of Two Charger Skids, housing up to Four Bar Pedestals & One Power Skid, housing a Switch Gear. Includes up to 12 Bollards Also comes with a ramp and additional 4 bollards to meet ADA Compliance (Made to Order, 6-7 months lead time) | 84146.54 | Legacy Product | Legacy Product | --
ICE TRAY: Medium Package - Island Skid Solution for Terra AiO | Auxiliary | HPIS-TERRA-M | ICE TRAY: Island Skid Solution consisting of Two Charger Skids, housing up to Four Terra 54, Terra 124, or Terra 184 Chargers & One Power Skid, housing a Switch Gear. Includes up to 12 Bollards (Made to Order, 6-7 months lead time) | 84146.54 | Legacy Product | Legacy Product | --
ICE TRAY: Medium Package - Island Skid Solution for Terra AiO (ADA Compliant) | Auxiliary | HPIS-TERRA-M-ADA | ICE TRAY: Island Skid Solution consisting of Two Charger Skids, housing up to Four Terra 54, Terra 124, or Terra 184 Chargers & One Power Skid, housing a Switch Gear. Includes up to 16 Bollards. Also comes with a ramp and additional 4 bollards to meet ADA Compliance (Made to Order, 6-7 months lead time) | 84146.54 | Legacy Product | Legacy Product | --
ICE TRAY: Medium Package - Pull In Skid Solution for ICE AiO | Auxiliary | HPPIS-AIO-M | ICE TRAY: Pull in Skid Solution consisting of Two Charger Skids, housing Two ICE AiO Chargesr & One Power Skid, housing a Switch Gear. Includes 8 Bollards (Made to Order, 6-7 months lead time) | 82300.38 | Legacy Product | Legacy Product | --
ICE TRAY: Medium Package - Pull In Skid Solution for ICE AiO (ADA Compliant) | Auxiliary | HPPIS-AIO-M-ADA | ICE TRAY: Pull in Skid Solution consisting of Two Charger Skids, housing Two ICE AiO Chargers & One Power Skid, housing a Switch Gear. Includes 8 Bollards. Also comes with a ramp and additional 4 bollards to meet ADA Compliance (Made to Order, 6-7 months lead time) | 82300.38 | Legacy Product | Legacy Product | --
ICE TRAY: Medium Package - Pull In Skid Solution for ICE Dispensers | Auxiliary | HPPIS-DCD-M | ICE TRAY: Pull in Skid Solution consisting of Two Charger Skids, housing Two ICE Dispensers & Two Power Skids, housing a Switch Gear and a Power Cabinet. Includes 10 Bollards (Made to Order, 6-7 months lead time) | 109426.15 | Legacy Product | Legacy Product | --
ICE TRAY: Medium Package - Pull In Skid Solution for ICE Dispensers (ADA Compliant) | Auxiliary | HPPIS-DCD-M-ADA | ICE TRAY: Pull in Skid Solution consisting of Two Charger Skids, housing Two ICE Dispensers & Two Power Skids, housing a Switch Gear and a Power Cabinet. Includes 10 Bollards. Also comes with a ramp and additional 4 bollards to meet ADA Compliance (Made to Order, 6-7 months lead time) | 109426.15 | Legacy Product | Legacy Product | --
ICE TRAY: Medium Package - Pull In Skid Solution for Light Bar Pedestal | Auxiliary | HPPIS-DCWB-M | ICE TRAY: Pull in Skid Solution consisting of Two Charger Skids, housing Two Light Bar Pedestals & One Power Skid, housing a Switch Gear. Includes 8 Bollards (Made to Order, 6-7 months lead time) | 82300.38 | Legacy Product | Legacy Product | --
ICE TRAY: Medium Package - Pull In Skid Solution for Light Bar Pedestal (ADA Compliant) | Auxiliary | HPPIS-DCWB-M-ADA | ICE TRAY: Pull in Skid Solution consisting of Two Charger Skids, housing Two Light Bar Pedestals & One Power Skid, housing a Switch Gear. Includes 8 Bollards. Also comes with a ramp and additional 4 bollards to meet ADA Compliance. (Made to Order, 6-7 months lead time) | 82300.38 | Legacy Product | Legacy Product | --
ICE TRAY: Medium Package - Pull In Skid Solution for Terra AiO | Auxiliary | HPPIS-TERRA-M | ICE TRAY: Pull in Skid Solution consisting of Two Charger Skids, housing Two Terra 54, Terra 124, or Terra 184 Chargers & One Power Skid, housing a Switch Gear. Includes 8 Bollards (Made to Order, 6-7 months lead time) | 82300.38 | Legacy Product | Legacy Product | --
ICE TRAY: Medium Package - Pull In Skid Solution for Terra AiO (ADA Compliant) | Auxiliary | HPPIS-TERRA-M-ADA | ICE TRAY: Pull in Skid Solution consisting of Two Charger Skids, housing Two Terra 54, Terra 124, or Terra 184 Chargers & One Power Skid, housing a Switch Gear. Includes 8 Bollards. Also comes with a ramp and additional 4 bollards to meet ADA Compliance (Made to Order, 6-7 months lead time) | 82300.38 | Legacy Product | Legacy Product | --
ICE TRAY: Small Package - Island Skid Solution for ICE AiO | Auxiliary | HPIS-AIO-S | ICE TRAY: Island Skid Solution consisting of One Charger Skid, housing Two ICE AiO Chargers & One Power Skid, housing a Switch Gear. Includes 8 Bollards (Made to Order, 6-7 months lead time) | 56097.69 | Legacy Product | Legacy Product | --
ICE TRAY: Small Package - Island Skid Solution for ICE AiO (ADA Compliant) | Auxiliary | HPIS-AIO-S-ADA | ICE TRAY: Island Skid Solution consisting of One Charger Skid, housing Two ICE AiO Chargers & One Power Skid, housing a Switch Gear. Includes 8 Bollards. Also comes with a ramp and additional 4 bollards to meet ADA Compliance (Made to Order, 6-7 months lead time) | 56097.69 | Legacy Product | Legacy Product | --
ICE TRAY: Small Package - Island Skid Solution for Light Bar Pedestal | Auxiliary | HPIS-DCWB-S | ICE TRAY: Island Skid Solution consisting of One Charger Skid, housing Two Light Bar Pedestals & One Power Skid, housing a Switch Gear. Includes 8 Bollards (Made to Order, 6-7 months lead time) | 56097.69 | Legacy Product | Legacy Product | --
ICE TRAY: Small Package - Island Skid Solution for Light Bar Pedestal (ADA Compliant) | Auxiliary | HPIS-DCWB-S-ADA | ICE TRAY: Island Skid Solution consisting of One Charger Skid, housing Two Light Bar Pedestals & One Power Skid, housing a Switch Gear. Includes 8 Bollards. Also comes with a ramp and additional 4 bollards to meet ADA Compliance (Made to Order, 6-7 months lead time) | 56097.69 | Legacy Product | Legacy Product | --
ICE TRAY: Small Package - Island Skid Solution for Terra AiO | Auxiliary | HPIS-TERRA-S | ICE TRAY: Island Skid Solution consisting of One Charger Skid, housing Two Terra 54, Terra 124, or Terra 184 Chargers & One Power Skid, housing a Switch Gear. Includes 8 Bollards (Made to Order, 6-7 months lead time) | 56097.69 | Legacy Product | Legacy Product | --
ICE TRAY: Small Package - Island Skid Solution for Terra AiO (ADA Compliant) | Auxiliary | HPIS-TERRA-S-ADA | ICE TRAY: Island Skid Solution consisting of One Charger Skid, housing Two Terra 54, Terra 124, or Terra 184 Charger & One Power Skid, housing a Switch Gear. Includes 8 Bollards. Also comes with a ramp and additional 4 bollards to meet ADA Compliance (Made to Order, 6-7 months lead time) | 56097.69 | Legacy Product | Legacy Product | --
ICE TRAY: Small Package - Pull In Skid Solution for ICE AiO | Auxiliary | HPPIS-AIO-S | ICE TRAY: Pull in Skid Solution consisting of One Charger Skid, housing One ICE AiO Charger & One Power Skid, housing a Switch Gear. Includes 6 Bollards (Made to Order, 6-7 months lead time) | 55174.62 | Legacy Product | Legacy Product | --
ICE TRAY: Small Package - Pull In Skid Solution for ICE AiO (ADA Compliant) | Auxiliary | HPPIS-AIO-S-ADA | ICE TRAY: Pull in Skid Solution consisting of One Charger Skid, housing One ICE AiO Charger & One Power Skid, housing a Switch Gear. Includes 6 Bollards. Also comes with a ramp and additional 4 bollards to meet ADA Compliance (Made to Order, 6-7 months lead time) | 55174.62 | Legacy Product | Legacy Product | --
ICE TRAY: Small Package - Pull In Skid Solution for Light Bar Pedestal | Auxiliary | HPPIS-DCWB-S | ICE TRAY: Pull in Skid Solution consisting of One Charger Skid, housing a Light Bar Pedestal & One Power Skid, housing a Switch Gear. Includes 6 Bollards (Made to Order, 6-7 months lead time) | 55174.62 | Legacy Product | Legacy Product | --
ICE TRAY: Small Package - Pull In Skid Solution for Light Bar Pedestal (ADA Compliant) | Auxiliary | HPPIS-DCWB-S-ADA | ICE TRAY: Pull in Skid Solution consisting of One Charger Skid, housing a Light Bar Pedestal & One Power Skid, housing a Switch Gear. Includes 6 Bollards. Also comes with a ramp and additional 4 bollards to meet ADA Compliance (Made to Order, 6-7 months lead time) | 55174.62 | Legacy Product | Legacy Product | --
ICE TRAY: Small Package - Pull In Skid Solution for Terra AiO | Auxiliary | HPPIS-TERRA-S | ICE TRAY: Pull in Skid Solution consisting of One Charger Skid, housing One Terra 54, Terra 124, or Terra 184 Charger & One Power Skid, housing a Switch Gear. Includes 6 Bollards (Made to Order, 6-7 months lead time) | 55174.62 | Legacy Product | Legacy Product | --
ICE TRAY: Small Package - Pull In Skid Solution for Terra AiO (ADA Compliant) | Auxiliary | HPPIS-TERRA-S-ADA | ICE TRAY: Pull in Skid Solution consisting of One Charger Skid, housing One Terra 54, Terra 124, or Terra 184 Charger & One Power Skid, housing a Switch Gear. Includes 6 Bollards. Also comes with a ramp and additional 4 bollards to meet ADA Compliance (Made to Order, 6-7 months lead time) | 55174.62 | Legacy Product | Legacy Product | --
Light Bar Pedestal for ABB DCWB | Auxiliary | IA-DCP-D3-ABB-V3 | InCharge Light Bar Pedestal for ABB with Cable Retractors | 2800 | Legacy Product | Legacy Product | --
Pallet Platform with Bollards | Auxiliary | DCAA-PPB | Pallet Platform with Bollards & Fused Disconnect (Made-to-order) | 16700 | Legacy Product | Legacy Product | --
Riser Platform for ICE Dispenser | Auxiliary | RMA-RP-HPD | Riser Platform for ICE High Power Dispenser | 1028 | Legacy Product | Legacy Product | --
Riser Platform for ICE Power Cabinet | Auxiliary | RMA-RP-HPC | Riser Platform for ICE High Power Cabinet | 2250 | Legacy Product | Legacy Product | --
Single Cable Retractor for ABB AiO HC | Auxiliary | AA-SCR | Single Cable Retractor for ABB All-in-One, High Current Chargers | 1899 | Legacy Product | Legacy Product | --
Terra HP Power Cabinet Foundation | Auxiliary | AMA-HPC-FD | Power Cabinet foundation - allows for installation when trenching is not possible. Labor to field install is not included. | 3517 | Legacy Product | Legacy Product | --
ICE Dual 80AC ACL2 | Charger | ZAC-80-240-T1T1-WC1R | AC Level 2 Wallbox, Dual 19.2kW max. output, 240Vac out, 240Vac 1p input, Dual SAE J1772 (80A, 25ft), Cellular, RFID | 5599 | Legacy Product | Legacy Product | --
ICE Dual 80AC ACL2, CCR | Charger | ZAC-80-240-T1T1-WC1C | (Available Q2 of 2025) AC Level 2 Wallbox, Dual 19.2kW max. output, 240Vac out, 240Vac 1p input, Dual SAE J1772 (80A, 25ft), Cellular, RFID, Credit Card Reader (mounting options not included) | 7199 | Legacy Product | Legacy Product | --
ICE Dual 80AC ACL2, CCR (BAA) | Charger | ZAC-80-240-T1T1-WC1C-BA | AC Level 2 Wallbox, Dual 19.2kW max. output, 240Vac out, 240Vac 1p input, Dual SAE J1772 (80A, 25ft), Cellular, RFID, Credit Card Reader (mounting options not included) (BAA Compliant) | 2019 | Legacy Product | Legacy Product | --
ICE Micro Dispenser CCS1 (200A, 32ft) | Charger | IDCMD-200-C1 | (Available Q1 of 2025) ICE Micro Dispenser for ICE-600 Power Cabinet Charging System, Single CCS1 (200A, 32ft) (Not Compatible with ICE- 480 or ICE-Cube) | 2019 | Legacy Product | Legacy Product | --
ICE Micro Dispenser CCS1 (300A, 32ft) | Charger | IDCMD-300-C1 | (Available Q1 of 2025) ICE Micro Dispenser for ICE-600 Power Cabinet Charging System, Single CCS1 (300A, 32ft) (Not Compatible with ICE- 480 or ICE-Cube) | 2019 | Legacy Product | Legacy Product | --
ICE Micro Dispenser CCS1 (400A, 25ft) | Charger | IDCMD-400-C1 | (Available Q1 of 2025) ICE Micro Dispenser for ICE-600 Power Cabinet Charging System, Single CCS1 (400A, 25ft) (Not Compatible with ICE- 480 or ICE-Cube) | 2019 | Legacy Product | Legacy Product | --
ICE Micro Dispenser NACS (400A, 25ft) | Charger | IDCMD-400-NS | (Available Q1 of 2025) ICE Micro Dispenser for ICE-600 Power Cabinet Charging System, Single NACS (400A, 25ft) (Not Compatible with ICE- 480 or ICE-Cube) | 0 | Legacy Product | Legacy Product | --
ICE Slim Line Dispenser GBT (500A, 16ft) | Charger | IDCD-500-GB-CR | Slim Line Dispenser for Split EV Charging System, GBT (500A, 16ft) liquid cooled, Cellular, RFID. Includes Light Bar and Cable Retractor. | 48545 | Legacy Product | Legacy Product | --
ICE-120 CCS1 / CCS1 Long, Cold Weather | Charger | IDC-120-480-C1C1L-AC1R-CW | DC Fastcharger, 120kW max. output, 150 - 1000Vdc out, 480V 3p Input, CCS1 (200A, 16ft) / CCS1 (200A, 25ft), All-in-One, Cellular, RFID, Cold Weather Package | 63000 | Legacy Product | Legacy Product | --
ICE-120 CCS1 / CCS1, Cold Weather | Charger | IDC-120-480-C1C1-AC1R-CW | DC Fastcharger, 120kW max. output, 150 - 1000Vdc out, 480V 3p Input, Dual CCS1 (200A, 16ft), All-in-One, Cellular, RFID, Cold Weather Package | 85375 | Legacy Product | Legacy Product | --
ICE-120 CCS1 / CCS1, EV Connect Mobile Payment App, Cold Weather | Charger | IDC-120-480-C1C1-AC1A-CW | DC Fastcharger, 120kW max. output, 150 - 1000Vdc out, 480V 3p Input, Dual CCS1 (200A, 16ft), All-in-One, Cellular, RFID, EV Connect Mobile Payment Application, Cold Weather Package | 60100 | Legacy Product | Legacy Product | --
ICE-120 CCS1 / CHAdeMO, Cold Weather | Charger | IDC-120-480-C1CH-AC1R-CW | DC Fastcharger, 120kW max. output, 150 - 1000Vdc out, 480V 3p Input, CCS1 (200A, 16ft) / CHAdeMO (125A), All-in-One, Cellular, RFID, Cold Weather Package | 65000 | Legacy Product | Legacy Product | --
ICE-120 CCS1 Long / CCS1 Long, Cold Weather | Charger | IDC-120-480-C1LC1L-AC1R-CW | DC Fastcharger, 120kW max. output, 150 - 1000Vdc out, 480V 3p Input, Dual CCS1 (200A, 25ft), All-in-One, Cellular, RFID, Cold Weather Package | 91415 | Legacy Product | Legacy Product | --
ICE-120HC CCS1 / CCS1, Cold Weather | Charger | IDC-120HC-480-C1C1-AC1R-CW | DC Fastcharger, 120kW max. output, 150 - 1000Vdc out, 480V 3p Input, Dual CCS1 (300A, 16ft), All-in-One, Cellular, RFID, Cold Weather Package | 68000 | Legacy Product | Legacy Product | --
ICE-120HC CCS1 / CCS1, EV Connect Mobile Payment App, Cold Weather | Charger | IDC-120HC-480-C1C1-AC1A-CW | DC Fastcharger, 120kW max. output, 150 - 1000Vdc out, 480V 3p Input, Dual CCS1 (300A, 16ft), All-in-One, Cellular, RFID, EV Connect Mobile Payment Application, Cold Weather Package | 68100 | Legacy Product | Legacy Product | --
ICE-120HC CCS1 Long / CCS1 Long, Cold Weather | Charger | IDC-120HC-480-C1LC1L-AC1R-CW | DC Fastcharger, 120kW max. output, 150 - 1000Vdc out, 480V 3p Input, Dual CCS1 (300A, 25ft), All-in-One, Cellular, RFID, Cold Weather Package | 70000 | Legacy Product | Legacy Product | --
ICE-120HC CCS1 Long / CCS1 Long, EV Connect Mobile Payment App, Cold Weather | Charger | IDC-120HC-480-C1LC1L-AC1A-CW | DC Fastcharger, 120kW max. output, 150 - 1000Vdc out, 480V 3p Input, Dual CCS1 (300A, 25ft), All-in-One, Cellular, RFID, EV Connect Mobile Payment Application, Cold Weather Package | 70100 | Legacy Product | Legacy Product | --
ICE-180 CCS1 | Charger | IDC-180-480-C1-AC1R | DC Fastcharger, 180kW max. output, 150 - 1000Vdc out, 480V 3p Input, CCS1 (200A, 16ft), All-in-One, Cellular, RFID | 85000 | Legacy Product | Legacy Product | --
ICE-180 CCS1 / CCS1, CCR, Cold Weather | Charger | IDC-180-480-C1C1-AC1C-CW | DC Fastcharger, 180kW max. output, 150 - 1000Vdc out, 480V 3p Input, Dual CCS1 (200A, 16ft), All-in-One, Cellular, RFID & Credit Card Reader, Cold Weather Package | 87000 | Legacy Product | Legacy Product | --
ICE-180 CCS1 / CCS1, Cold Weather | Charger | IDC-180-480-C1C1-AC1R-CW | DC Fastcharger, 180kW max. output, 150 - 1000Vdc out, 480V 3p Input, Dual CCS1 (200A, 16ft), All-in-One, Cellular, RFID, Cold Weather Package | 103998 | Legacy Product | Legacy Product | --
ICE-180 CCS1 / CCS1, EV Connect Mobile Payment App, Cold Weather | Charger | IDC-180-480-C1C1-AC1A-CW | DC Fastcharger, 180kW max. output, 150 - 1000Vdc out, 480V 3p Input, Dual CCS1 (200A, 16ft), All-in-One, Cellular, RFID, EV Connect Mobile Payment Application | 85100 | Legacy Product | Legacy Product | --
ICE-180 CCS1 / CHAdeMO, CCR, Cold Weather | Charger | I180-C1CH-C-CW | DC Fastcharger, 180kW max. output, 150 - 1000Vdc out, 480V 3p Input, CCS1 (200A, 16ft) / CHAdeMO (125A), All-in-One, Cellular, Credit Card Reader, Cold Weather Package | 92000 | Legacy Product | Legacy Product | --
ICE-180 CCS1 / CHAdeMO, Cold Weather | Charger | IDC-180-480-C1CH-AC1R-CW | DC Fastcharger, 180kW max. output, 150 - 1000Vdc out, 480V 3p Input, CCS1 (200A, 16ft) / CHAdeMO (125A), All-in-One, Cellular, RFID, Cold Weather Package | 90000 | Legacy Product | Legacy Product | --
ICE-180 CCS1 / CHAdeMO, EV Connect Mobile Payment App, Cold Weather | Charger | IDC-180-480-C1CH-AC1A-CW | DC Fastcharger, 180kW max. output, 150 - 1000Vdc out, 480V 3p Input, CCS1 (200A, 16ft) / CHAdeMO (125A), All-in-One, Cellular, RFID, EV Connect Mobile Payment Application, Cold Weather Package | 90100 | Legacy Product | Legacy Product | --
ICE-180 CCS1 Long / CCS1 Long, Cold Weather | Charger | IDC-180-480-C1LC1L-AC1R-CW | DC Fastcharger, 180kW max. output, 150 - 1000Vdc out, 480V 3p Input, Dual CCS1 (200A, 25ft), All-in-One, Cellular, RFID, Cold Weather Package | 110038 | Legacy Product | Legacy Product | --
ICE-180HC CCS1 / CCS1, CCR, Cold Weather | Charger | IDC-180HC-480-C1C1-AC1C-CW | DC Fastcharger, 180kW max. output, 150 - 1000Vdc out, 480V 3p Input, Dual CCS1 (300A, 16ft), All-in-One, Cellular, RFID, Credit Card Reader, Cold Weather Package | 95000 | Legacy Product | Legacy Product | --
ICE-180HC CCS1 / CCS1, Cold Weather | Charger | IDC-180HC-480-C1C1-AC1R-CW | DC Fastcharger, 180kW max. output, 150 - 1000Vdc out, 480V 3p Input, Dual CCS1 (300A, 16ft), All-in-One, Cellular, RFID, Cold Weather Package | 93000 | Legacy Product | Legacy Product | --
ICE-180HC CCS1 / CCS1, EV Connect Mobile Payment App, Cold Weather | Charger | IDC-180HC-480-C1C1-AC1A-CW | DC Fastcharger, 180kW max. output, 150 - 1000Vdc out, 480V 3p Input, Dual CCS1 (300A, 16ft), All-in-One, Cellular, RFID, EV Connect Mobile Payment Application, Cold Weather Package | 93100 | Legacy Product | Legacy Product | --
ICE-180HC CCS1 Long / CCS1 Long, CCR, Cold Weather | Charger | IDC-180HC-480-C1LC1L-AC1C-CW | DC Fastcharger, 180kW max. output, 150 - 1000Vdc out, 480V 3p Input, Dual CCS1 (300A, 25ft), All-in-One, Cellular, RFID, Credit Card Reader, Cold Weather Package | 97000 | Legacy Product | Legacy Product | --
ICE-180HC CCS1 Long / CCS1 Long, Cold Weather | Charger | IDC-180HC-480-C1LC1L-AC1R-CW | DC Fastcharger, 180kW max. output, 150 - 1000Vdc out, 480V 3p Input, Dual CCS1 (300A, 25ft), All-in-One, Cellular, RFID, Cold Weather Package | 95000 | Legacy Product | Legacy Product | --
ICE-30 CCS1 / CCS1 Long, Cold Weather | Charger | IDC-30-480-C1C1L-WC1R-CW | DC Wallbox, 30kW max. output, 150 - 1000Vdc out, 480V 3p Input, CCS1 (125A, 16ft), CCS1 (125A, 25ft), Wallmount, Cellular, RFID, Cold Weather Package | 18900 | Legacy Product | Legacy Product | --
ICE-30 CCS1 / CCS1, Cold Weather | Charger | IDC-30-480-C1C1-WC1R-CW | DC Wallbox, 30kW max. output, 150 - 1000Vdc out, 480V 3p Input, Dual CCS1 (125A, 16ft) , Wallmount, Cellular, RFID, Cold Weather Package | 23670 | Legacy Product | Legacy Product | --
ICE-30 CCS1 / NACS Long, Cold Weather | Charger | I30-C1NSL-R-CW | DC Wallbox, 30kW max. output, 150 - 1000Vdc out, 480V 3p Input, CCS1 (125A, 16ft), NACS (25ft), Wallmount, Cellular, RFID, Cold Weather Package | 21300 | Legacy Product | Legacy Product | --
ICE-30 CCS1 / NACS, Cold Weather | Charger | I30-C1NS-R-CW | DC Wallbox, 30kW max. output, 150 - 1000Vdc out, 480V 3p Input, CCS1 (125A, 16ft), NACS (16ft), Wallmount, Cellular, RFID, Cold Weather Package | 18900 | Legacy Product | Legacy Product | --
ICE-30 CCS1 Long / CCS1 Long, Cold Weather | Charger | IDC-30-480-C1LC1L-WC1R-CW | DC Wallbox, 30kW max. output, 150 - 1000Vdc out, 480V 3p Input, Dual CCS1 (125A, 25ft), Wallmount, Cellular, RFID, Cold Weather Package | 28510 | Legacy Product | Legacy Product | --
ICE-30 CCS1 Long, Cold Weather | Charger | IDC-30-480-C1L-WC1R-CW | DC Wallbox, 30kW max. output, 150 - 1000Vdc out, 480V 3p Input, CCS1 (125A, 25ft), Wallmount, Cellular, RFID, Cold Weather Package | 15900 | Legacy Product | Legacy Product | --
ICE-30 CCS1, Cold Weather | Charger | IDC-30-480-C1-WC1R-CW | DC Wallbox, 30kW max. output, 150 - 1000Vdc out, 480V 3p Input, CCS1 (125A, 16ft), Wallmount, Cellular, RFID, Cold Weather Package | 13500 | Legacy Product | Legacy Product | --
ICE-32AC ACL2 Charger | Charger | LAC-32-240-T1-WC1R | AC Level 2 Wallbox, 6.66kW @ 208V / 7.68kW @ 240V max. output, 208/240Vac out, 208/240Vac 1p input, Single SAE J1772 (32A, 25ft), Cellular, RFID | 1467 | Legacy Product | Legacy Product | --
ICE-32AC ACL2 Charger, EV Connect Mobile Payment App | Charger | LAC-32-240-T1-WC1A | AC Level 2 Wallbox, 6.66kW @ 208V / 7.68kW @ 240V max. output, 208/240Vac out, 208/240Vac 1p input, Single SAE J1772 (32A, 25ft), Cellular, RFID, EV Connect Mobile Payment Application Ready | 1690 | Legacy Product | Legacy Product | --
ICE-32AC ACL2 Charger, InControl Mobile Payment App | Charger | LAC-32-240-T1-WC1I | NOT FOR SALE - AC Level 2 Wallbox, 6.66kW @ 208V / 7.68kW @ 240V max. output, 208/240Vac out, 208/240Vac 1p input, Single SAE J1772 (32A, 25ft), Cellular, RFID, InControl Mobile Payment Application Ready | 1690 | Legacy Product | Legacy Product | --
ICE-40AC ACL2 Charger | Charger | LAC-40-240-T1-WC1R | AC Level 2 Wallbox, 8.32kW @ 208V / 9.6kW @ 240V max. output, 208/240Vac out, 208/240Vac 1p input, Single SAE J1772 (40A, 25ft), Cellular, RFID | 1550 | Legacy Product | Legacy Product | --
ICE-40AC ACL2 Charger, EV Connect Mobile Payment App | Charger | LAC-40-240-T1-WC1A | AC Level 2 Wallbox, 8.32kW @ 208V / 9.6kW @ 240V max. output, 208/240Vac out, 208/240Vac 1p input, Single SAE J1772 (40A, 25ft), Cellular, RFID, EV Connect Mobile Payment Application Ready | 1690 | Legacy Product | Legacy Product | --
ICE-40AC ACL2 Charger, InControl Mobile Payment App | Charger | LAC-40-240-T1-WC1I | NOT FOR SALE - AC Level 2 Wallbox, 8.32kW @ 208V / 9.6kW @ 240V max. output, 208/240Vac out, 208/240Vac 1p input, Single SAE J1772 (40A, 25ft), Cellular, RFID, InControl Mobile Payment Application Ready | 1690 | Legacy Product | Legacy Product | --
ICE-48AC ACL2 Charger | Charger | LAC-48-240-T1-WC1R | AC Level 2 Wallbox, 9.98kW @ 208V / 11.52kW @ 240V max. output, 208/240Vac out, 208/240Vac 1p input, Single SAE J1772 (48A, 25ft), Cellular, RFID | 2200 | Legacy Product | Legacy Product | --
ICE-48AC ACL2 Charger, EV Connect Mobile Payment App | Charger | LAC-48-240-T1-WC1A | AC Level 2 Wallbox, 9.98kW @ 208V / 11.52kW @ 240V max. output, 208/240Vac out, 208/240Vac 1p input, Single SAE J1772 (48A, 25ft), Cellular, RFID, EV Connect Mobile Payment Application Ready | 2200 | Legacy Product | Legacy Product | --
ICE-48AC ACL2 Charger, InControl Mobile Payment App | Charger | LAC-48-240-T1-WC1I | NOT FOR SALE - AC Level 2 Wallbox, 9.98kW @ 208V / 11.52kW @ 240V max. output, 208/240Vac out, 208/240Vac 1p input, Single SAE J1772 (48A, 25ft), Cellular, RFID, InControl Mobile Payment Application Ready | 2200 | Legacy Product | Legacy Product | --
ICE-55AC ACL2 Charger | Charger | LAC-55-240-T1-WC1R | FOR FEDEX ONLY - AC Level 2 Wallbox, 11.44kW @ 208V / 13.2kW @ 240V max. output, 208/240Vac out, 208/240Vac 1p input, Single SAE J1772 (55A, 25ft), Cellular, RFID | 2200 | Legacy Product | Legacy Product | --
ICE-55AC ACL2 Charger, InControl Mobile Payment App | Charger | LAC-55-240-T1-WC1I | NOT FOR SALE - FOR FEDEX ONLY - AC Level 2 Wallbox, 11.44kW @ 208V / 13.2kW @ 240V max. output, 208/240Vac out, 208/240Vac 1p input, Single SAE J1772 (55A, 25ft), Cellular, RFID, InControl Mobile Payment Application Ready | 2200 | Legacy Product | Legacy Product | --
ICE-60 CCS1 / CCS1 Long, Cold Weather | Charger | IDC-60-480-C1C1L-AC1R-CW | DC Fastcharger, 60kW max. output, 150 - 1000Vdc out, 480V 3p Input, CCS1 (200A, 16ft) / CCS1 (200A, 25ft), All-in-One, Cellular, RFID, Cold Weather Package | 36000 | Legacy Product | Legacy Product | --
ICE-60 CCS1 / CCS1, CCR, Cold Weather | Charger | IDC-60-480-C1C1-AC1C-CW | DC Fastcharger, 60kW max. output, 150 - 1000Vdc out, 480V 3p Input, Dual CCS1 (200A, 16ft), All-in-One, Cellular, RFID, Credit Card Reader & Cold Weather Package | 51033 | Legacy Product | Legacy Product | --
ICE-60 CCS1 / CCS1, Cold Weather | Charger | IDC-60-480-C1C1-AC1R-CW | DC Fastcharger, 60kW max. output, 150 - 1000Vdc out, 480V 3p Input, Dual CCS1 (200A, 16ft), All-in-One, Cellular, RFID, Cold Weather Package | 49767 | Legacy Product | Legacy Product | --
ICE-60 CCS1 / CCS1, EV Connect Mobile Payment App, Cold Weather | Charger | IDC-60-480-C1C1-AC1A-CW | DC Fastcharger, 60kW max. output, 150 - 1000Vdc out, 480V 3p Input, Dual CCS1 (200A, 16ft), All-in-One, Cellular, RFID, EV Connect Mobile Payment Application, Cold Weather Package | 39100 | Legacy Product | Legacy Product | --
ICE-60 CCS1 Long / CCS1 Long, Cold Weather | Charger | IDC-60-480-C1LC1L-AC1R-CW | DC Fastcharger, 60kW max. output, 150 - 1000Vdc out, 480V 3p Input, Dual CCS1 (200A, 25ft), All-in-One, Cellular, RFID, Cold Weather Package | 55807 | Legacy Product | Legacy Product | --
ICE-66 V2X CCS1 / CCS1, Cold Weather | Charger | IDC-66-480-C1C1-AC2R-CW | (Available Q2 of 2025) DC Fastcharger, Bi-Directional 66kW max. output, 150 - 1000Vdc out, 480V 3p Input, Dual CCS1 (200A, 16ft), All-in-One, Cellular, RFID, Cold Weather Package | 64466 | Legacy Product | Legacy Product | --
ICE-66 V2X CCS1 Long / CCS1 Long, Cold Weather | Charger | IDC-66-480-C1LC1L-AC2R-CW | (Available Q2 of 2025) DC Fastcharger, Bi-Directional 66kW max. output, 150 - 1000Vdc out, 480V 3p Input, Dual CCS1 (200A, 25ft), All-in-One, Cellular, RFID, Cold Weather Package | 69866 | Legacy Product | Legacy Product | --
ICE-7 V2X CCS1 | Charger | IDC-7-240-C1-WC2R | (Available Q2 of 2025) DC Wallbox, Bi-Directional 7kW max. output, 150 - 750Vdc out, 240V 1p Input, CCS1 (16ft), Cellular, & RFID | 7800 | Legacy Product | Legacy Product | --
ICE-80AC ACL2 Charger | Charger | LAC-80-240-T1-WC1R | AC Level 2 Wallbox, 16.64kW @ 208V / 19.2kW @ 240V max. output, 208/240Vac out, 208/240Vac 1p input, Single SAE J1772 (80A, 25ft), Cellular, RFID | 2865 | Legacy Product | Legacy Product | --
ICE-80AC ACL2 Charger, EV Connect Mobile Payment App | Charger | LAC-80-240-T1-WC1A | AC Level 2 Wallbox, 16.64kW @ 208V / 19.2kW @ 240V max. output, 208/240Vac out, 208/240Vac 1p input, Single SAE J1772 (80A, 25ft), Cellular, RFID, EV Connect Mobile Payment Application Ready | 2200 | Legacy Product | Legacy Product | --
ICE-80AC ACL2 Charger, InControl Mobile Payment App | Charger | LAC-80-240-T1-WC1I | NOT FOR SALE - AC Level 2 Wallbox, 16.64kW @ 208V / 19.2kW @ 240V max. output, 208/240Vac out, 208/240Vac 1p input, Single SAE J1772 (80A, 25ft), Cellular, RFID, InControl Mobile Payment Application Ready | 2200 | Legacy Product | Legacy Product | --
ICE-Cube 200kWh Battery Capacity Add-on | Charger | IDCC-240-480-200-ABC | (Available Q2 of 2025) Battery Cabinet for ICE-Cube Split EV Charging System, 200kWh Battery Capacity Add-on | 180000 | Legacy Product | Legacy Product | --
ICE-Cube 240kW / 200kWh Battery Capacity | Charger | IDCC-240-480-200-1 | (Available Q2 of 2025) ICE-Cube: Battery Cabinet and Power Cabinet for Split EV Charging System, 240kW output, 150 - 1000Vdc out, 200kWh Battery Capacity, up to 4 Dispensers, Dynamic Load Sharing Between Dispensers | 268123 | Legacy Product | Legacy Product | --
Terra 124 CCS1 / CCS1, CCR | Charger | ADC-120-480-C1C1-AC1C | DC Fastcharger, 120kW max. output, 150 - 920Vdc out, 480Vac 3p Input, Dual CCS1 (200A, 20ft), All-in-One, Cellular, RFID, Credit Card Reader | 92864.47 | Legacy Product | Legacy Product | --
Terra 124HC CCS1 / CCS1 | Charger | ADC-120HC-480-C1C1-AC1R | DC Fastcharger, 120kW max. output, 150 - 920Vdc, 480Vac 3p Input, Dual CCS1 (400A, 20ft), All-in-One, Cellular, RFID | 100757.95 | Legacy Product | Legacy Product | --
Terra 124HC CCS1 / CCS1, CCR | Charger | ADC-120HC-480-C1C1-AC1C | DC Fastcharger, 120kW max. output, 150 - 920Vdc, 480Vac 3p Input, Dual CCS1 (400A, 20ft), All-in-One, Cellular, RFID, Credit Card Reader | 102551.17 | Legacy Product | Legacy Product | --
Terra 124HC CCS1 / CCS1, EV Connect Mobile Payment App | Charger | ADC-120HC-480-C1C1-AC1A | DC Fastcharger, 120kW max. output, 150 - 920Vdc, 480Vac 3p Input, Dual CCS1 (400A, 20ft), All-in-One, Cellular, RFID, EV Connect Mobile Payment Application | 76191 | Legacy Product | Legacy Product | --
Terra 124HC CCS1 / CHAdeMO | Charger | ADC-120HC-480-C1CH-AC1R | DC Fastcharger, 120kW max. output, 150 - 920Vdc out, 480Vac 3p Input, CCS1 (400A, 20ft) / CHAdeMO (200A, 20ft), Modem, All-in-One, RFID | 75591 | Legacy Product | Legacy Product | --
Terra 184 CCS1 / CCS1, CCR | Charger | ADC-180-480-C1C1-AC1C | DC Fastcharger, 180kW max. output, 150 - 920Vdc out, 480Vac 3p Input, Dual CCS1 (200A, 20ft), All-in-One, Cellular, RFID, Credit Card Reader | 114051.33 | Legacy Product | Legacy Product | --
Terra 184 CCS1 / CHAdeMO | Charger | ADC-180-480-C1CH-AC1R | DC Fastcharger, 180kW max. output, 150 - 920Vdc out, 480Vac 3p Input, CCS1 (200A, 20ft) / CHAdeMO (200A, 20ft) cables, All-in-One, Cellular, RFID | 81591 | Legacy Product | Legacy Product | --
Terra 184HC CCS1 / CCS1 (BAA) | Charger | ADC-180HC-480-C1C1-AC1R-BA | DC Fastcharger, 180kW max. output, 150 - 920Vdc out, 480Vac 3p Input, Dual CCS1 (400A, 20ft), All-in-One, Cellular, RFID (BAA Compliant). Limited quantities available while supplies last. | 107758 | Legacy Product | Legacy Product | --
Terra 184HC CCS1 / CCS1 (BAA), EV Connect Mobile Payment App | Charger | ADC-180HC-480-C1C1-AC1A-BA | DC Fastcharger, 180kW max. output, 150 - 920Vdc out, 480Vac 3p Input, Dual CCS1 (400A, 20ft), All-in-One, Cellular, RFID, EV Connect Mobile Payment Application (BAA Compliant). Limited quantities available while supplies last. | 107858 | Legacy Product | Legacy Product | --
Terra 184HC CCS1 / CCS1 (NA Version) | Charger | A180H-C1C1-R-NA | DC Fastcharger, 180kW max. output, 150 - 920Vdc out, 480Vac 3p Input, Dual CCS1 (400A, 20ft), All-in-One, Cellular, RFID | 107325 | Legacy Product | Legacy Product | --
Terra 184HC CCS1 / CCS1, CCR | Charger | ADC-180HC-480-C1C1-AC1C | DC Fastcharger, 180kW max. output, 150 - 920Vdc out, 480Vac 3p Input, Dual CCS1 (400A, 20ft), All-in-One, Cellular, RFID, Credit Card Reader | 123593.27 | Legacy Product | Legacy Product | --
Terra 184HC CCS1 / CHAdeMO | Charger | ADC-180HC-480-C1CH-AC1R | DC Fastcharger, 180kW max. output, 150 - 920Vdc out, 480Vac 3p Input, CCS1 (400A, 20ft) / CHAdeMO (200A, 20ft), Modem, All-in-One, RFID | 83925 | Legacy Product | Legacy Product | --
Terra 184HC CCS1, CCR (NEVI Package, CTEP, BAA) | Charger | ADC-180HC-480-C1-AC1C-NV | NEVI Package. DC Fastcharger, 180kW max. output, 150 - 920Vdc out, 480Vac 3p Input, CCS1 (400A, 20ft), All-in-One, Cellular, RFID, Credit Card Reader (CTEP & BAA Compliant). Reach out to Product Team for NEVI requirements. | 112665 | Legacy Product | Legacy Product | --
Terra 24 CCS1 Long / CHAdeMO Long, Single Phase (SP) | Charger | ADC-22-240-C1LCHL-WC1R | DC Wallbox, 22.5kW max. output, 150 - 920Vdc out, 208-240Vac 1p Input, CCS1 (65A, 23ft) / CHAdeMO (65A, 23ft), Cellular, RFID. Limited quantities available while supplies last. | 14187 | Legacy Product | Legacy Product | --
Terra 24 CCS1 Long / CHAdeMO Long, Three Phase (3P) | Charger | ADC-24-480-C1LCHL-WC1R | DC Wallbox, 24kW max. output, 150 - 920Vdc out, 480Vac 3p Input, CCS1 (65A, 23ft) / CHAdeMO (65A, 23ft), Cellular, RFID. Limited quantities available while supplies last. | 14187 | Legacy Product | Legacy Product | --
Terra 24 CCS1 Long / NACS Long, Three Phase (3P) | Charger | ADC-24-480-C1LNSL-WC1R | DC Wallbox, 24kW max. output, 150 - 920Vdc out, 480Vac 3p Input, CCS1 (65A, 23ft) / NACS (65A, 23ft), Cellular, RFID. Limited quantities available while supplies last. | 14187 | Legacy Product | Legacy Product | --
Terra 24 CCS1 Long, Single Phase (SP), CCR | Charger | ADC-22-240-C1L-WC1C | DC Wallbox, 22.5kW max. output, 150 - 920Vdc out, 208-240Vac 1p Input, Single CCS1 (65A, 23ft), Cellular, RFID, Credit Card Reader (mounting options not included). Limited quantities available while supplies last. | 15020 | Legacy Product | Legacy Product | --
Terra 24 CCS1 Long, Three Phase (3P) | Charger | ADC-24-480-C1L-WC1R | DC Wallbox, 24kW max. output, 150 - 920Vdc out, 480Vac 3p Input, Single CCS1 (65A, 23ft), Cellular, RFID. Limited quantities available while supplies last. | 13354 | Legacy Product | Legacy Product | --
Terra 24 CCS1 Long, Three Phase (3P), CCR | Charger | ADC-24-480-C1L-WC1C | DC Wallbox, 24kW max. output, 150 - 920Vdc out, 480Vac 3p Input, Single CCS1 (65A, 23ft), Cellular, RFID, Credit Card Reader. Limited quantities available while supplies last. | 15020 | Legacy Product | Legacy Product | --
Terra 54HV CCS1, CCR | Charger | ADC-50HV-480-C1-AC1RC | DC Fastcharger, 50kW max. output, 200 - 920Vdc out, 480Vac 3p Input, Single CCS1 (125A, 20ft), All-in-One, Cellular, RFID, Credit Card Reader | 46754.29 | Legacy Product | Legacy Product | --
Terra 54HV CCS1, CCR, CTEP | Charger | ADC-50HV-480-C1-AC1C-CT | DC Fastcharger, 50kW max. output, 200 - 920Vdc out, 480Vac 3p Input, Single CCS1 (125A, 20ft), All-in-One, Cellular, RFID, Credit Card Reader, CTEP Compliant | 38091 | Legacy Product | Legacy Product | --
Terra A400 CCS1 / CCS1 | Charger | ADC-400-480-C1C1-AC1R | DC Fastcharger, 400kW max. output, 200- 920Vdc out, 480Vac 3p Input, Dual CCS1 (400A, 15ft), All-in-One, Cellular, RFID. Contact ABB representative for pricing. | 0 | Legacy Product | Legacy Product | --
Terra HP Charge Post CCS1 (500A) / CCS2 (500A) | Charger | ADCD-500-200-C1C2-CR | Dispenser for Split EV Charging System, CCS1 (500A, 17ft) liquid cooled / CCS2 (500A), Cellular, RFID | 55623.73 | Legacy Product | Legacy Product | --
Terra HP Charge Post CCS1 (500A), CCR | Charger | AD500-C1-C | Dispenser for Split EV Charging System, CCS1 (500A, 17ft) liquid cooled, Cellular, RFID, Credit Card Reader | 43856 | Legacy Product | Legacy Product | --
Terra HP Charge Post CCS1 (500A), CCR, CTEP | Charger | AD500-C1-C-CT | Dispenser for Split EV Charging System, CCS1 (500A, 17ft) liquid cooled, Cellular, RFID, Credit Card Reader, CTEP Compliant | 48221 | Legacy Product | Legacy Product | --
Terra HVC 150 Power Cabinet, 1 Depot Box, CCS1 | Charger | ADCC-150-480-C1-DB1-CR | ABB HVC-150 is up to 150kW DC Fast Charger. Single outlet charging system: 1x Power Cabinet and 1x Depot Box CCS1 (23ft). The cable required between the power cabinet and depot charge box is not included. Pedestal and cable management system for depot box is not included. | 96579 | Legacy Product | Legacy Product | --
Zerova 48AC ACL2 | Charger | ZEAC-48-240-T1-WC1R | For Walmart Only - Zerova AC Level 2 Wallbox, 11.5kW max. output, 240Vac 1p input, Single SAE J1772 (48A, 25ft), Cellular, RFID, ISO15118, CTEP Certified, OCPP, Energy Star | 1937.5 | Legacy Product | Legacy Product | --
Extended Warranty HP Battery Cube - 1 Year | Extended Warranty | EXTW-HPBC-12 | Extended Warranty for EVSE High Power Battery Cube Station. Adds 1 year onto standard manufacturer warranty. 3 years total coverage. | 25266 | Legacy Product | Legacy Product | --
Extended Warranty HP Battery Cube - 2 Year | Extended Warranty | EXTW-HPBC-24 | Extended Warranty for EVSE High Power Battery Cube Station. Adds 2 years onto standard manufacturer warranty. 4 years total coverage. | 44955 | Legacy Product | Legacy Product | --
Extended Warranty HP Battery Cube - 3 Year | Extended Warranty | EXTW-HPBC-36 | Extended Warranty for EVSE High Power Battery Cube Station. Adds 3 years onto standard manufacturer warranty. 5 years total coverage. | 57999 | Legacy Product | Legacy Product | --
Extended Warranty HP Cabinet - 1 Year | Extended Warranty | EXTW-HPC-12 | Extended Warranty for EVSE High Power Cabinet Station. Adds 1 year onto standard manufacturer warranty. 3 years total coverage. | 5756 | Legacy Product | Legacy Product | --
Extended Warranty HP Cabinet - 2 Year | Extended Warranty | EXTW-HPC-24 | Extended Warranty for EVSE High Power Cabinet Station. Adds 2 years onto standard manufacturer warranty. 4 years total coverage. | 13530 | Legacy Product | Legacy Product | --
Extended Warranty HP Cabinet - 3 Year | Extended Warranty | EXTW-HPC-36 | Extended Warranty for EVSE High Power Cabinet Station. Adds 3 years onto standard manufacturer warranty. 5 years total coverage. | 23053 | Legacy Product | Legacy Product | --
Extended Warranty HP Dispenser - 1 Year | Extended Warranty | EXTW-HPD-12 | Extended Warranty for EVSE High Power Dispenser Station. Adds 1 year onto standard manufacturer warranty. 3 years total coverage. | 4169 | Legacy Product | Legacy Product | --
Extended Warranty HP Dispenser - 2 Year | Extended Warranty | EXTW-HPD-24 | Extended Warranty for EVSE High Power Dispenser Station. Adds 2 years onto standard manufacturer warranty. 4 years total coverage. | 7428 | Legacy Product | Legacy Product | --
Extended Warranty HP Dispenser - 3 Year | Extended Warranty | EXTW-HPD-36 | Extended Warranty for EVSE High Power Dispenser Station. Adds 3 years onto standard manufacturer warranty. 5 years total coverage. | 9583 | Legacy Product | Legacy Product | --
Cable Installation | Installation and Commissioning | INST-CBL | Cable Installation (Includes travel and time onsite) | 1200 | Legacy Product | Legacy Product | --
InCharge Enhanced Care AC Level 2 - 1 Year | Operations and Maintenance | RM-ADV-ACL2-12 | 1 year coverage of InCharge Enhanced Care for EVSE AC Level 2 Charging Station. | 1572 | Legacy Product | Legacy Product | --
InCharge Enhanced Care AC Level 2 - 2 Years | Operations and Maintenance | RM-ADV-ACL2-24 | 2 years coverage of InCharge Enhanced Care for EVSE AC Level 2 Charging Station. | 2609 | Legacy Product | Legacy Product | --
InCharge Enhanced Care AC Level 2 - 3 Years | Operations and Maintenance | RM-ADV-ACL2-36 | 3 years coverage of InCharge Enhanced Care for EVSE AC Level 2 Charging Station. | 3613 | Legacy Product | Legacy Product | --
InCharge Enhanced Care AC Level 2 - 4 Years | Operations and Maintenance | RM-ADV-ACL2-48 | 4 years coverage of InCharge Enhanced Care for EVSE AC Level 2 Charging Station. | 4676 | Legacy Product | Legacy Product | --
InCharge Enhanced Care AC Level 2 - 5 Years | Operations and Maintenance | RM-ADV-ACL2-60 | 5 years coverage of InCharge Enhanced Care for EVSE AC Level 2 Charging Station. | 5785 | Legacy Product | Legacy Product | --
InCharge Enhanced Care DCFC AiO High - 1 Year | Operations and Maintenance | RM-ADV-DCAIOH-12 | 1 year coverage of InCharge Enhanced Care for EVSE DC Fast Charging All-in-One High Station. | 3142 | Legacy Product | Legacy Product | --
InCharge Enhanced Care DCFC AiO High - 2 Years | Operations and Maintenance | RM-ADV-DCAIOH-24 | 2 years coverage of InCharge Enhanced Care for EVSE DC Fast Charging All-in-One High Station. | 6990 | Legacy Product | Legacy Product | --
InCharge Enhanced Care DCFC AiO High - 3 Years | Operations and Maintenance | RM-ADV-DCAIOH-36 | 3 years coverage of InCharge Enhanced Care for EVSE DC Fast Charging All-in-One High Station. | 11571 | Legacy Product | Legacy Product | --
InCharge Enhanced Care DCFC AiO High - 4 Years | Operations and Maintenance | RM-ADV-DCAIOH-48 | 4 years coverage of InCharge Enhanced Care for EVSE DC Fast Charging All-in-One High Station. | 20459 | Legacy Product | Legacy Product | --
InCharge Enhanced Care DCFC AiO High - 5 Years | Operations and Maintenance | RM-ADV-DCAIOH-60 | 5 years coverage of InCharge Enhanced Care for EVSE DC Fast Charging All-in-One High Station. | 28437 | Legacy Product | Legacy Product | --
InCharge Enhanced Care DCFC AiO Low - 1 Year | Operations and Maintenance | RM-ADV-DCAIOL-12 | 1 year coverage of InCharge Enhanced Care for EVSE DC Fast Charging All-in-One Low Station. | 2603 | Legacy Product | Legacy Product | --
InCharge Enhanced Care DCFC AiO Low - 2 Years | Operations and Maintenance | RM-ADV-DCAIOL-24 | 2 years coverage of InCharge Enhanced Care for EVSE DC Fast Charging All-in-One Low Station. | 4324 | Legacy Product | Legacy Product | --
InCharge Enhanced Care DCFC AiO Low - 3 Years | Operations and Maintenance | RM-ADV-DCAIOL-36 | 3 years coverage of InCharge Enhanced Care for EVSE DC Fast Charging All-in-One Low Station. | 6742 | Legacy Product | Legacy Product | --
InCharge Enhanced Care DCFC AiO Low - 4 Years | Operations and Maintenance | RM-ADV-DCAIOL-48 | 4 years coverage of InCharge Enhanced Care for EVSE DC Fast Charging All-in-One Low Station. | 11135 | Legacy Product | Legacy Product | --
InCharge Enhanced Care DCFC AiO Low - 5 Years | Operations and Maintenance | RM-ADV-DCAIOL-60 | 5 years coverage of InCharge Enhanced Care for EVSE DC Fast Charging All-in-One Low Station. | 15528 | Legacy Product | Legacy Product | --
InCharge Enhanced Care DCFC AiO Medium - 1 Year | Operations and Maintenance | RM-ADV-DCAIOM-12 | 1 year coverage of InCharge Enhanced Care for EVSE DC Fast Charging All-in-One Medium Station. | 3074 | Legacy Product | Legacy Product | --
InCharge Enhanced Care DCFC AiO Medium - 2 Years | Operations and Maintenance | RM-ADV-DCAIOM-24 | 2 years coverage of InCharge Enhanced Care for EVSE DC Fast Charging All-in-One Medium Station. | 6819 | Legacy Product | Legacy Product | --
InCharge Enhanced Care DCFC AiO Medium - 3 Years | Operations and Maintenance | RM-ADV-DCAIOM-36 | 3 years coverage of InCharge Enhanced Care for EVSE DC Fast Charging All-in-One Medium Station. | 10672 | Legacy Product | Legacy Product | --
InCharge Enhanced Care DCFC AiO Medium - 4 Years | Operations and Maintenance | RM-ADV-DCAIOM-48 | 4 years coverage of InCharge Enhanced Care for EVSE DC Fast Charging All-in-One Medium Station. | 18703 | Legacy Product | Legacy Product | --
InCharge Enhanced Care DCFC AiO Medium - 5 Years | Operations and Maintenance | RM-ADV-DCAIOM-60 | 5 years coverage of InCharge Enhanced Care for EVSE DC Fast Charging All-in-One Medium Station. | 25782 | Legacy Product | Legacy Product | --
InCharge Enhanced Care DCWB - 1 Year | Operations and Maintenance | RM-ADV-DCWB-12 | 1 year coverage of InCharge Enhanced Care for EVSE DC Wallbox Charging Station. | 2407 | Legacy Product | Legacy Product | --
InCharge Enhanced Care DCWB - 2 Years | Operations and Maintenance | RM-ADV-DCWB-24 | 2 years coverage of InCharge Enhanced Care for EVSE DC Wallbox Charging Station. | 4289 | Legacy Product | Legacy Product | --
InCharge Enhanced Care DCWB - 3 Years | Operations and Maintenance | RM-ADV-DCWB-36 | 3 years coverage of InCharge Enhanced Care for EVSE DC Wallbox Charging Station. | 7064 | Legacy Product | Legacy Product | --
InCharge Enhanced Care DCWB - 4 Years | Operations and Maintenance | RM-ADV-DCWB-48 | 4 years coverage of InCharge Enhanced Care for EVSE DC Wallbox Charging Station. | 10299 | Legacy Product | Legacy Product | --
InCharge Enhanced Care DCWB - 5 Years | Operations and Maintenance | RM-ADV-DCWB-60 | 5 years coverage of InCharge Enhanced Care for EVSE DC Wallbox Charging Station. | 13784 | Legacy Product | Legacy Product | --
InCharge Enhanced Care Dual AC Level 2 - 2 Years | Operations and Maintenance | RM-ADV-DACL2-24 | 2 years coverage of InCharge Enhanced Care for EVSE Dual AC Level 2 Charging Station. | 3449 | Legacy Product | Legacy Product | --
InCharge Enhanced Care Dual AC Level 2 - 1 Year | Operations and Maintenance | RM-ADV-DACL2-12 | 1 year coverage of InCharge Enhanced Care for EVSE Dual AC Level 2 Charging Station. | 1990 | Legacy Product | Legacy Product | --
InCharge Enhanced Care Dual AC Level 2 - 3 Years | Operations and Maintenance | RM-ADV-DACL2-36 | 3 years coverage of InCharge Enhanced Care for EVSE Dual AC Level 2 Charging Station. | 5339 | Legacy Product | Legacy Product | --
InCharge Enhanced Care Dual AC Level 2 - 4 Years | Operations and Maintenance | RM-ADV-DACL2-48 | 4 years coverage of InCharge Enhanced Care for EVSE Dual AC Level 2 Charging Station. | 7488 | Legacy Product | Legacy Product | --
InCharge Enhanced Care Dual AC Level 2 - 5 Years | Operations and Maintenance | RM-ADV-DACL2-60 | 5 years coverage of InCharge Enhanced Care for EVSE Dual AC Level 2 Charging Station. | 9785 | Legacy Product | Legacy Product | --
InCharge Enhanced Care HP Battery Cube - 1 Year | Operations and Maintenance | RM-ADV-HPBC-12 | 1 year coverage of InCharge Enhanced Care for EVSE High Power Battery Cube. | 6260 | Legacy Product | Legacy Product | --
InCharge Enhanced Care HP Battery Cube - 2 Years | Operations and Maintenance | RM-ADV-HPBC-24 | 2 years coverage of InCharge Enhanced Care for EVSE High Power Battery Cube. | 11995 | Legacy Product | Legacy Product | --
InCharge Enhanced Care HP Battery Cube - 3 Years | Operations and Maintenance | RM-ADV-HPBC-36 | 3 years coverage of InCharge Enhanced Care for EVSE High Power Battery Cube. | 19463 | Legacy Product | Legacy Product | --
InCharge Enhanced Care HP Battery Cube - 4 Years | Operations and Maintenance | RM-ADV-HPBC-48 | 4 years coverage of InCharge Enhanced Care for EVSE High Power Battery Cube. | 31556 | Legacy Product | Legacy Product | --
InCharge Enhanced Care HP Battery Cube - 5 Years | Operations and Maintenance | RM-ADV-HPBC-60 | 5 years coverage of InCharge Enhanced Care for EVSE High Power Battery Cube. | 45167 | Legacy Product | Legacy Product | --
InCharge Enhanced Care HP Cabinet - 1 Year | Operations and Maintenance | RM-ADV-HPC-12 | 1 year coverage of InCharge Enhanced Care for EVSE High Power Station. | 6260 | Legacy Product | Legacy Product | --
InCharge Enhanced Care HP Cabinet - 2 Years | Operations and Maintenance | RM-ADV-HPC-24 | 2 years coverage of InCharge Enhanced Care for EVSE High Power Station. | 11995 | Legacy Product | Legacy Product | --
InCharge Enhanced Care HP Cabinet - 3 Years | Operations and Maintenance | RM-ADV-HPC-36 | 3 years coverage of InCharge Enhanced Care for EVSE High Power Station. | 19463 | Legacy Product | Legacy Product | --
InCharge Enhanced Care HP Cabinet - 4 Years | Operations and Maintenance | RM-ADV-HPC-48 | 4 years coverage of InCharge Enhanced Care for EVSE High Power Station. | 31556 | Legacy Product | Legacy Product | --
InCharge Enhanced Care HP Cabinet - 5 Years | Operations and Maintenance | RM-ADV-HPC-60 | 5 years coverage of InCharge Enhanced Care for EVSE High Power Station. | 45167 | Legacy Product | Legacy Product | --
InCharge Enhanced Care HP Dispenser - 1 Year | Operations and Maintenance | RM-ADV-HPD-12 | 1 year coverage of InCharge Enhanced Care for EVSE High Power Dispenser Station. | 3280 | Legacy Product | Legacy Product | --
InCharge Enhanced Care HP Dispenser - 2 Years | Operations and Maintenance | RM-ADV-HPD-24 | 2 years coverage of InCharge Enhanced Care for EVSE High Power Dispenser Station. | 7333 | Legacy Product | Legacy Product | --
InCharge Enhanced Care HP Dispenser - 3 Years | Operations and Maintenance | RM-ADV-HPD-36 | 3 years coverage of InCharge Enhanced Care for EVSE High Power Dispenser Station. | 11527 | Legacy Product | Legacy Product | --
InCharge Enhanced Care HP Dispenser - 4 Years | Operations and Maintenance | RM-ADV-HPD-48 | 4 years coverage of InCharge Enhanced Care for EVSE High Power Dispenser Station. | 19373 | Legacy Product | Legacy Product | --
InCharge Enhanced Care HP Dispenser - 5 Years | Operations and Maintenance | RM-ADV-HPD-60 | 5 years coverage of InCharge Enhanced Care for EVSE High Power Dispenser Station. | 25327 | Legacy Product | Legacy Product | --
InCharge Ultimate Care AC Level 2 - 1 Year | Operations and Maintenance | RM-PRM-ACL2-12 | 1 year coverage of InCharge Ultimate Care for EVSE AC Level 2 Charging Station. | 2399 | Legacy Product | Legacy Product | --
InCharge Ultimate Care AC Level 2 - 2 Years | Operations and Maintenance | RM-PRM-ACL2-24 | 2 years coverage of InCharge Ultimate Care for EVSE AC Level 2 Charging Station. | 4220 | Legacy Product | Legacy Product | --
InCharge Ultimate Care AC Level 2 - 3 Years | Operations and Maintenance | RM-PRM-ACL2-36 | 3 years coverage of InCharge Ultimate Care for EVSE AC Level 2 Charging Station. | 6005 | Legacy Product | Legacy Product | --
InCharge Ultimate Care AC Level 2 - 4 Years | Operations and Maintenance | RM-PRM-ACL2-48 | 4 years coverage of InCharge Ultimate Care for EVSE AC Level 2 Charging Station. | 7853 | Legacy Product | Legacy Product | --
InCharge Ultimate Care AC Level 2 - 5 Years | Operations and Maintenance | RM-PRM-ACL2-60 | 5 years coverage of InCharge Ultimate Care for EVSE AC Level 2 Charging Station. | 9750 | Legacy Product | Legacy Product | --
InCharge Ultimate Care DCFC AiO High - 1 Year | Operations and Maintenance | RM-PRM-DCAIOH-12 | 1 year coverage of InCharge Ultimate Care for EVSE DC Fast Charging All-in-One High Station. | 4084 | Legacy Product | Legacy Product | --
InCharge Ultimate Care DCFC AiO High - 2 Years | Operations and Maintenance | RM-PRM-DCAIOH-24 | 2 years coverage of InCharge Ultimate Care for EVSE DC Fast Charging All-in-One High Station. | 8933 | Legacy Product | Legacy Product | --
InCharge Ultimate Care DCFC AiO High - 3 Years | Operations and Maintenance | RM-PRM-DCAIOH-36 | 3 years coverage of InCharge Ultimate Care for EVSE DC Fast Charging All-in-One High Station. | 14575 | Legacy Product | Legacy Product | --
InCharge Ultimate Care DCFC AiO High - 4 Years | Operations and Maintenance | RM-PRM-DCAIOH-48 | 4 years coverage of InCharge Ultimate Care for EVSE DC Fast Charging All-in-One High Station. | 24883 | Legacy Product | Legacy Product | --
InCharge Ultimate Care DCFC AiO High - 5 Years | Operations and Maintenance | RM-PRM-DCAIOH-60 | 5 years coverage of InCharge Ultimate Care for EVSE DC Fast Charging All-in-One High Station. | 34207 | Legacy Product | Legacy Product | --
InCharge Ultimate Care DCFC AiO Low - 1 Year | Operations and Maintenance | RM-PRM-DCAIOL-12 | 1 year coverage of InCharge Ultimate Care for EVSE DC Fast Charging All-in-One Low Station. | 3500 | Legacy Product | Legacy Product | --
InCharge Ultimate Care DCFC AiO Low - 2 Years | Operations and Maintenance | RM-PRM-DCAIOL-24 | 2 years coverage of InCharge Ultimate Care for EVSE DC Fast Charging All-in-One Low Station. | 6044 | Legacy Product | Legacy Product | --
InCharge Ultimate Care DCFC AiO Low - 3 Years | Operations and Maintenance | RM-PRM-DCAIOL-36 | 3 years coverage of InCharge Ultimate Care for EVSE DC Fast Charging All-in-One Low Station. | 9344 | Legacy Product | Legacy Product | --
InCharge Ultimate Care DCFC AiO Low - 4 Years | Operations and Maintenance | RM-PRM-DCAIOL-48 | 4 years coverage of InCharge Ultimate Care for EVSE DC Fast Charging All-in-One Low Station. | 14783 | Legacy Product | Legacy Product | --
InCharge Ultimate Care DCFC AiO Low - 5 Years | Operations and Maintenance | RM-PRM-DCAIOL-60 | 5 years coverage of InCharge Ultimate Care for EVSE DC Fast Charging All-in-One Low Station. | 20222 | Legacy Product | Legacy Product | --
InCharge Ultimate Care DCFC AiO Medium - 1 Year | Operations and Maintenance | RM-PRM-DCAIOM-12 | 1 year coverage of InCharge Ultimate Care for EVSE DC Fast Charging All-in-One Medium Station. | 4010 | Legacy Product | Legacy Product | --
InCharge Ultimate Care DCFC AiO Medium - 2 Years | Operations and Maintenance | RM-PRM-DCAIOM-24 | 2 years coverage of InCharge Ultimate Care for EVSE DC Fast Charging All-in-One Medium Station. | 8747 | Legacy Product | Legacy Product | --
InCharge Ultimate Care DCFC AiO Medium - 3 Years | Operations and Maintenance | RM-PRM-DCAIOM-36 | 3 years coverage of InCharge Ultimate Care for EVSE DC Fast Charging All-in-One Medium Station. | 13601 | Legacy Product | Legacy Product | --
InCharge Ultimate Care DCFC AiO Medium - 4 Years | Operations and Maintenance | RM-PRM-DCAIOM-48 | 4 years coverage of InCharge Ultimate Care for EVSE DC Fast Charging All-in-One Medium Station. | 22981 | Legacy Product | Legacy Product | --
InCharge Ultimate Care DCFC AiO Medium - 5 Years | Operations and Maintenance | RM-PRM-DCAIOM-60 | 5 years coverage of InCharge Ultimate Care for EVSE DC Fast Charging All-in-One Medium Station. | 31330 | Legacy Product | Legacy Product | --
InCharge Ultimate Care DCWB - 1 Year | Operations and Maintenance | RM-PRM-DCWB-12 | 1 year coverage of InCharge Ultimate Care for EVSE DC Wallbox Charging Station. | 3296 | Legacy Product | Legacy Product | --
InCharge Ultimate Care DCWB - 2 Years | Operations and Maintenance | RM-PRM-DCWB-24 | 2 years coverage of InCharge Ultimate Care for EVSE DC Wallbox Charging Station. | 6023 | Legacy Product | Legacy Product | --
InCharge Ultimate Care DCWB - 3 Years | Operations and Maintenance | RM-PRM-DCWB-36 | 3 years coverage of InCharge Ultimate Care for EVSE DC Wallbox Charging Station. | 9717 | Legacy Product | Legacy Product | --
InCharge Ultimate Care DCWB - 4 Years | Operations and Maintenance | RM-PRM-DCWB-48 | 4 years coverage of InCharge Ultimate Care for EVSE DC Wallbox Charging Station. | 13911 | Legacy Product | Legacy Product | --
InCharge Ultimate Care DCWB - 5 Years | Operations and Maintenance | RM-PRM-DCWB-60 | 5 years coverage of InCharge Ultimate Care for EVSE DC Wallbox Charging Station. | 18374 | Legacy Product | Legacy Product | --
InCharge Ultimate Care Dual AC Level 2 - 1 Year | Operations and Maintenance | RM-PRM-DACL2-12 | 1 year coverage of InCharge Ultimate Care for EVSE Dual AC Level 2 Charging Station. | 2848 | Legacy Product | Legacy Product | --
InCharge Ultimate Care Dual AC Level 2 - 2 Years | Operations and Maintenance | RM-PRM-DACL2-24 | 2 years coverage of InCharge Ultimate Care for EVSE Dual AC Level 2 Charging Station. | 5122 | Legacy Product | Legacy Product | --
InCharge Ultimate Care Dual AC Level 2 - 3 Years | Operations and Maintenance | RM-PRM-DACL2-36 | 3 years coverage of InCharge Ultimate Care for EVSE Dual AC Level 2 Charging Station. | 7861 | Legacy Product | Legacy Product | --
InCharge Ultimate Care Dual AC Level 2 - 4 Years | Operations and Maintenance | RM-PRM-DACL2-48 | 4 years coverage of InCharge Ultimate Care for EVSE Dual AC Level 2 Charging Station. | 10882 | Legacy Product | Legacy Product | --
InCharge Ultimate Care Dual AC Level 2 - 5 Years | Operations and Maintenance | RM-PRM-DACL2-60 | 5 years coverage of InCharge Ultimate Care for EVSE Dual AC Level 2 Charging Station. | 14062 | Legacy Product | Legacy Product | --
InCharge Ultimate Care HP Battery Cube - 1 Year | Operations and Maintenance | RM-PRM-HPBC-12 | 1 year coverage of InCharge Ultimate Care for EVSE High Power Battery Cube. | 7999 | Legacy Product | Legacy Product | --
InCharge Ultimate Care HP Battery Cube - 2 Years | Operations and Maintenance | RM-PRM-HPBC-24 | 2 years coverage of InCharge Ultimate Care for EVSE High Power Battery Cube. | 15429 | Legacy Product | Legacy Product | --
InCharge Ultimate Care HP Battery Cube - 3 Years | Operations and Maintenance | RM-PRM-HPBC-36 | 3 years coverage of InCharge Ultimate Care for EVSE High Power Battery Cube. | 24737 | Legacy Product | Legacy Product | --
InCharge Ultimate Care HP Battery Cube - 5 Years | Operations and Maintenance | RM-PRM-HPBC-60 | 5 years coverage of InCharge Ultimate Care for EVSE High Power Battery Cube. | 55018 | Legacy Product | Legacy Product | --
InCharge Ultimate Care HP Battery Cube- 4 Years | Operations and Maintenance | RM-PRM-HPBC-48 | 4 years coverage of InCharge Ultimate Care for EVSE High Power Battery Cube. | 39055 | Legacy Product | Legacy Product | --
InCharge Ultimate Care HP Cabinet - 1 Year | Operations and Maintenance | RM-PRM-HPC-12 | 1 year coverage of InCharge Ultimate Care for EVSE High Power Station. | 7999 | Legacy Product | Legacy Product | --
InCharge Ultimate Care HP Cabinet - 2 Years | Operations and Maintenance | RM-PRM-HPC-24 | 2 years coverage of InCharge Ultimate Care for EVSE High Power Station. | 15429 | Legacy Product | Legacy Product | --
InCharge Ultimate Care HP Cabinet - 3 Years | Operations and Maintenance | RM-PRM-HPC-36 | 3 years coverage of InCharge Ultimate Care for EVSE High Power Station. | 24737 | Legacy Product | Legacy Product | --
InCharge Ultimate Care HP Cabinet - 4 Years | Operations and Maintenance | RM-PRM-HPC-48 | 4 years coverage of InCharge Ultimate Care for EVSE High Power Station. | 39055 | Legacy Product | Legacy Product | --
InCharge Ultimate Care HP Cabinet - 5 Years | Operations and Maintenance | RM-PRM-HPC-60 | 5 years coverage of InCharge Ultimate Care for EVSE High Power Station. | 55018 | Legacy Product | Legacy Product | --
InCharge Ultimate Care HP Dispenser - 1 Year | Operations and Maintenance | RM-PRM-HPD-12 | 1 year coverage of InCharge Ultimate Care for EVSE High Power Dispenser Station. | 4233 | Legacy Product | Legacy Product | --
InCharge Ultimate Care HP Dispenser - 2 Years | Operations and Maintenance | RM-PRM-HPD-24 | 2 years coverage of InCharge Ultimate Care for EVSE High Power Dispenser Station. | 9304 | Legacy Product | Legacy Product | --
InCharge Ultimate Care HP Dispenser - 3 Years | Operations and Maintenance | RM-PRM-HPD-36 | 3 years coverage of InCharge Ultimate Care for EVSE High Power Dispenser Station. | 14528 | Legacy Product | Legacy Product | --
InCharge Ultimate Care HP Dispenser - 4 Years | Operations and Maintenance | RM-PRM-HPD-48 | 4 years coverage of InCharge Ultimate Care for EVSE High Power Dispenser Station. | 23708 | Legacy Product | Legacy Product | --
InCharge Ultimate Care HP Dispenser - 5 Years | Operations and Maintenance | RM-PRM-HPD-60 | 5 years coverage of InCharge Ultimate Care for EVSE High Power Dispenser Station. | 30837 | Legacy Product | Legacy Product | --
Maintenance Recertification Fee | Operations and Maintenance | RM-RECERT-FEE | Recertification (Inspection) Fee for Maintenance Contract (Required for used chargers) | 0 | Legacy Product | Legacy Product | --
Materials (LASO) | Operations and Maintenance | MATERIALS-LASO | Materials (LA Service Office) | 0 | Legacy Product | Legacy Product | --
Preventative Maintenance AC Level 2 - Annual Visit - 1 Year Prepaid | Operations and Maintenance | PM-ACL2-AV-12 | 1 year coverage of Preventative Maintenance for (1) EVSE AC Level 2 Charging Station. Annual Visit. | 760 | Legacy Product | Legacy Product | --
Preventative Maintenance AC Level 2 - Annual Visit - 2 Years Prepaid | Operations and Maintenance | PM-ACL2-AV-24 | 2 years coverage of Preventative Maintenance for (1) EVSE AC Level 2 Charging Station. Annual Visit. | 1489.6 | Legacy Product | Legacy Product | --
Preventative Maintenance AC Level 2 - Annual Visit - 3 Years Prepaid | Operations and Maintenance | PM-ACL2-AV-36 | 3 years coverage of Preventative Maintenance for (1) EVSE AC Level 2 Charging Station. Annual Visit. | 2188.8 | Legacy Product | Legacy Product | --
Preventative Maintenance AC Level 2 - Annual Visit - 4 Years Prepaid | Operations and Maintenance | PM-ACL2-AV-48 | 4 years coverage of Preventative Maintenance for (1) EVSE AC Level 2 Charging Station. Annual Visit. | 2857.6 | Legacy Product | Legacy Product | --
Preventative Maintenance AC Level 2 - Annual Visit - 5 Years Prepaid | Operations and Maintenance | PM-ACL2-AV-60 | 5 years coverage of Preventative Maintenance for (1) EVSE AC Level 2 Charging Station. Annual Visit. | 3496 | Legacy Product | Legacy Product | --
Preventative Maintenance AC Level 2 - Semi-Annual Visit - 1 Year Prepaid | Operations and Maintenance | PM-ACL2-BV-12 | 1 year coverage of Preventative Maintenance for (1) EVSE AC Level 2 Charging Station. Semi-Annual Visit. | 1520 | Legacy Product | Legacy Product | --
Preventative Maintenance AC Level 2 - Semi-Annual Visit - 2 Years Prepaid | Operations and Maintenance | PM-ACL2-BV-24 | 2 years coverage of Preventative Maintenance for (1) EVSE AC Level 2 Charging Station. Semi-Annual Visit. | 2979.2 | Legacy Product | Legacy Product | --
Preventative Maintenance AC Level 2 - Semi-Annual Visit - 3 Years Prepaid | Operations and Maintenance | PM-ACL2-BV-36 | 3 years coverage of Preventative Maintenance for (1) EVSE AC Level 2 Charging Station. Semi-Annual Visit. | 4377.6 | Legacy Product | Legacy Product | --
Preventative Maintenance AC Level 2 - Semi-Annual Visit - 4 Years Prepaid | Operations and Maintenance | PM-ACL2-BV-48 | 4 years coverage of Preventative Maintenance for (1) EVSE AC Level 2 Charging Station. Semi-Annual Visit. | 5715.2 | Legacy Product | Legacy Product | --
Preventative Maintenance AC Level 2 - Semi-Annual Visit - 5 Years Prepaid | Operations and Maintenance | PM-ACL2-BV-60 | 5 years coverage of Preventative Maintenance for (1) EVSE AC Level 2 Charging Station. Semi-Annual Visit. | 6992 | Legacy Product | Legacy Product | --
Preventative Maintenance DC Fast Charging - Annual Visit - 1 Year Prepaid | Operations and Maintenance | PM-DCFC-AV-12 | 1 year coverage of Preventative Maintenance for (1) EVSE DC Fast Charging Station. Annual Visit. | 1210 | Legacy Product | Legacy Product | --
Preventative Maintenance DC Fast Charging - Annual Visit - 2 Years Prepaid | Operations and Maintenance | PM-DCFC-AV-24 | 2 years coverage of Preventative Maintenance for (1) EVSE DC Fast Charging Station. Annual Visit. | 2402 | Legacy Product | Legacy Product | --
Preventative Maintenance DC Fast Charging - Annual Visit - 3 Years Prepaid | Operations and Maintenance | PM-DCFC-AV-36 | 3 years coverage of Preventative Maintenance for (1) EVSE DC Fast Charging Station. Annual Visit. | 3594 | Legacy Product | Legacy Product | --
Preventative Maintenance DC Fast Charging - Annual Visit - 4 Years Prepaid | Operations and Maintenance | PM-DCFC-AV-48 | 4 years coverage of Preventative Maintenance for (1) EVSE DC Fast Charging Station. Annual Visit. | 4780 | Legacy Product | Legacy Product | --
Preventative Maintenance DC Fast Charging - Annual Visit - 5 Years Prepaid | Operations and Maintenance | PM-DCFC-AV-60 | 5 years coverage of Preventative Maintenance for (1) EVSE DC Fast Charging Station. Annual Visit. | 5959 | Legacy Product | Legacy Product | --
Preventative Maintenance DC Fast Charging - Semi-Annual Visit - 1 Year Prepaid | Operations and Maintenance | PM-DCFC-BV-12 | 1 year coverage of Preventative Maintenance for (1) EVSE DC Fast Charging Station. Semi-Annual Visit. | 2220 | Legacy Product | Legacy Product | --
Preventative Maintenance DC Fast Charging - Semi-Annual Visit - 2 Years Prepaid | Operations and Maintenance | PM-DCFC-BV-24 | 2 years coverage of Preventative Maintenance for (1) EVSE DC Fast Charging Station. Semi-Annual Visit. | 4407 | Legacy Product | Legacy Product | --
Preventative Maintenance DC Fast Charging - Semi-Annual Visit - 3 Years Prepaid | Operations and Maintenance | PM-DCFC-BV-36 | 3 years coverage of Preventative Maintenance for (1) EVSE DC Fast Charging Station. Semi-Annual Visit. | 6593 | Legacy Product | Legacy Product | --
Preventative Maintenance DC Fast Charging - Semi-Annual Visit - 4 Years Prepaid | Operations and Maintenance | PM-DCFC-BV-48 | 4 years coverage of Preventative Maintenance for (1) EVSE DC Fast Charging Station. Semi-Annual Visit. | 8769 | Legacy Product | Legacy Product | --
Preventative Maintenance DC Fast Charging - Semi-Annual Visit - 5 Years Prepaid | Operations and Maintenance | PM-DCFC-BV-60 | 5 years coverage of Preventative Maintenance for (1) EVSE DC Fast Charging Station. Semi-Annual Visit. | 10934 | Legacy Product | Legacy Product | --
Preventative Maintenance DC Wallbox - Annual Visit - 1 Year Prepaid | Operations and Maintenance | PM-DCWB-AV-12 | 1 year coverage of Preventative Maintenance for (1) EVSE DC Wallbox Charging Station. Annual Visit. | 810 | Legacy Product | Legacy Product | --
Preventative Maintenance DC Wallbox - Annual Visit - 2 Years Prepaid | Operations and Maintenance | PM-DCWB-AV-24 | 2 years coverage of Preventative Maintenance (1) EVSE DC Wallbox Charging Station. Annual Visit. | 1608 | Legacy Product | Legacy Product | --
Preventative Maintenance DC Wallbox - Annual Visit - 3 Years Prepaid | Operations and Maintenance | PM-DCWB-AV-36 | 3 years coverage of Preventative Maintenance for (1) EVSE DC Wallbox Charging Station. Annual Visit. | 2406 | Legacy Product | Legacy Product | --
Preventative Maintenance DC Wallbox - Annual Visit - 4 Years Prepaid | Operations and Maintenance | PM-DCWB-AV-48 | 4 years coverage of Preventative Maintenance for (1) EVSE DC Wallbox Charging Station. Annual Visit. | 3200 | Legacy Product | Legacy Product | --
Preventative Maintenance DC Wallbox - Annual Visit - 5 Years Prepaid | Operations and Maintenance | PM-DCWB-AV-60 | 5 years coverage of Preventative Maintenance for (1) EVSE DC Wallbox Charging Station. Annual Visit. | 3989 | Legacy Product | Legacy Product | --
Preventative Maintenance DC Wallbox - Semi-Annual Visit - 1 Year Prepaid | Operations and Maintenance | PM-DCWB-BV-12 | 1 year coverage of Preventative Maintenance for (1) EVSE DC Wallbox Charging Station. Semi-Annual Visit. | 1620 | Legacy Product | Legacy Product | --
Preventative Maintenance DC Wallbox - Semi-Annual Visit - 2 Years Prepaid | Operations and Maintenance | PM-DCWB-BV-24 | 2 years coverage of Preventative Maintenance for (1) EVSE DC Wallbox Charging Station. Semi-Annual Visit. | 3216 | Legacy Product | Legacy Product | --
Preventative Maintenance DC Wallbox - Semi-Annual Visit - 3 Years Prepaid | Operations and Maintenance | PM-DCWB-BV-36 | 3 years coverage of Preventative Maintenance for (1) EVSE DC Wallbox Charging Station. Semi-Annual Visit. | 4811 | Legacy Product | Legacy Product | --
Preventative Maintenance DC Wallbox - Semi-Annual Visit - 4 Years Prepaid | Operations and Maintenance | PM-DCWB-BV-48 | 4 years coverage of Preventative Maintenance for (1) EVSE DC Wallbox Charging Station. Semi-Annual Visit. | 6399 | Legacy Product | Legacy Product | --
Preventative Maintenance DC Wallbox - Semi-Annual Visit - 5 Years Prepaid | Operations and Maintenance | PM-DCWB-BV-60 | 5 years coverage of Preventative Maintenance for (1) EVSE DC Wallbox Charging Station. Semi-Annual Visit. | 7979 | Legacy Product | Legacy Product | --
Preventative Maintenance High Power Cabinet - Annual Visit - 1 Year Prepaid | Operations and Maintenance | PM-HPC-AV-12 | 1 year coverage of Preventative Maintenance for (1) EVSE High Power Cabinet or ICE Cube Station. Annual Visit. | 3510 | Legacy Product | Legacy Product | --
Preventative Maintenance High Power Cabinet - Annual Visit - 2 Years Prepaid | Operations and Maintenance | PM-HPC-AV-24 | 2 years coverage of Preventative Maintenance for (1) EVSE High Power Cabinet or ICE Cube Station. Annual Visit. | 6879.6 | Legacy Product | Legacy Product | --
Preventative Maintenance High Power Cabinet - Annual Visit - 3 Years Prepaid | Operations and Maintenance | PM-HPC-AV-36 | 3 years coverage of Preventative Maintenance for (1) EVSE High Power Cabinet or ICE Cube Station. Annual Visit. | 10108.8 | Legacy Product | Legacy Product | --
Preventative Maintenance High Power Cabinet - Annual Visit - 4 Years Prepaid | Operations and Maintenance | PM-HPC-AV-48 | 4 years coverage of Preventative Maintenance for (1) EVSE High Power Cabinet or ICE Cube Station. Annual Visit. | 13197.6 | Legacy Product | Legacy Product | --
Preventative Maintenance High Power Cabinet - Annual Visit - 5 Years Prepaid | Operations and Maintenance | PM-HPC-AV-60 | 5 years coverage of Preventative Maintenance for (1) EVSE High Power Cabinet or ICE Cube Station. Annual Visit. | 16146 | Legacy Product | Legacy Product | --
Preventative Maintenance High Power Cabinet - Semi-Annual Visit - 1 Year Prepaid | Operations and Maintenance | PM-HPC-BV-12 | 1 year coverage of Preventative Maintenance for (1) EVSE High Power Cabinet or ICE Cube Station. Semi-Annual Visit. | 5020 | Legacy Product | Legacy Product | --
Preventative Maintenance High Power Cabinet - Semi-Annual Visit - 2 Years Prepaid | Operations and Maintenance | PM-HPC-BV-24 | 2 years coverage of Preventative Maintenance for (1) EVSE High Power Cabinet or ICE Cube Station. Semi-Annual Visit. | 9839.2 | Legacy Product | Legacy Product | --
Preventative Maintenance High Power Cabinet - Semi-Annual Visit - 3 Years Prepaid | Operations and Maintenance | PM-HPC-BV-36 | 3 years coverage of Preventative Maintenance for (1) EVSE High Power Cabinet or ICE Cube Station. Semi-Annual Visit. | 14457.6 | Legacy Product | Legacy Product | --
Preventative Maintenance High Power Cabinet - Semi-Annual Visit - 4 Years Prepaid | Operations and Maintenance | PM-HPC-BV-48 | 4 years coverage of Preventative Maintenance for (1) EVSE High Power Cabinet or ICE Cube Station. Semi-Annual Visit. | 18875.2 | Legacy Product | Legacy Product | --
Preventative Maintenance High Power Cabinet - Semi-Annual Visit - 5 Years Prepaid | Operations and Maintenance | PM-HPC-BV-60 | 5 years coverage of Preventative Maintenance for (1) EVSE High Power Cabinet or ICE Cube Station. Semi-Annual Visit. | 23092 | Legacy Product | Legacy Product | --
Preventative Maintenance High Power Dispenser - Annual Visit - 1 Year Prepaid | Operations and Maintenance | PM-HPD-AV-12 | 1 year coverage of Preventative Maintenance for (1) EVSE High Power Dispenser Station. Annual Visit. | 960 | Legacy Product | Legacy Product | --
Preventative Maintenance High Power Dispenser - Annual Visit - 2 Years Prepaid | Operations and Maintenance | PM-HPD-AV-24 | 2 years coverage of Preventative Maintenance for (1) EVSE High Power Dispenser Station. Annual Visit. | 1881.6 | Legacy Product | Legacy Product | --
Preventative Maintenance High Power Dispenser - Annual Visit - 3 Years Prepaid | Operations and Maintenance | PM-HPD-AV-36 | 3 years coverage of Preventative Maintenance for (1) EVSE High Power Dispenser Station. Annual Visit. | 2764.8 | Legacy Product | Legacy Product | --
Preventative Maintenance High Power Dispenser - Annual Visit - 4 Years Prepaid | Operations and Maintenance | PM-HPD-AV-48 | 4 years coverage of Preventative Maintenance for (1) EVSE High Power Dispenser Station. Annual Visit. | 3609.6 | Legacy Product | Legacy Product | --
Preventative Maintenance High Power Dispenser - Annual Visit - 5 Years Prepaid | Operations and Maintenance | PM-HPD-AV-60 | 5 years coverage of Preventative Maintenance for (1) EVSE High Power Dispenser Station. Annual Visit. | 4416 | Legacy Product | Legacy Product | --
Preventative Maintenance High Power Dispenser - Semi-Annual Visit - 1 Year Prepaid | Operations and Maintenance | PM-HPD-BV-12 | 1 year coverage of Preventative Maintenance for (1) EVSE High Power Dispenser Station. Semi-Annual Visit. | 1720 | Legacy Product | Legacy Product | --
Preventative Maintenance High Power Dispenser - Semi-Annual Visit - 2 Years Prepaid | Operations and Maintenance | PM-HPD-BV-24 | 2 years coverage of Preventative Maintenance for (1) EVSE High Power Dispenser Station. Semi-Annual Visit. | 3371.2 | Legacy Product | Legacy Product | --
Preventative Maintenance High Power Dispenser - Semi-Annual Visit - 3 Years Prepaid | Operations and Maintenance | PM-HPD-BV-36 | 3 years coverage of Preventative Maintenance for (1) EVSE High Power Dispenser Station. Semi-Annual Visit. | 4953.6 | Legacy Product | Legacy Product | --
Preventative Maintenance High Power Dispenser - Semi-Annual Visit - 4 Years Prepaid | Operations and Maintenance | PM-HPD-BV-48 | 4 years coverage of Preventative Maintenance for (1) EVSE High Power Dispenser Station. Semi-Annual Visit. | 6467.2 | Legacy Product | Legacy Product | --
Preventative Maintenance High Power Dispenser - Semi-Annual Visit - 5 Years Prepaid | Operations and Maintenance | PM-HPD-BV-60 | 5 years coverage of Preventative Maintenance for (1) EVSE High Power Dispenser Station. Semi-Annual Visit. | 7912 | Legacy Product | Legacy Product | --
Rental (LASO) | Operations and Maintenance | RENTAL-LASO | Rental (LA Service Office) | 0 | Legacy Product | Legacy Product | --
Service Labor (LASO) | Operations and Maintenance | SVS-LABOR-LASO | Service Labor (LA Service Office) | 0 | Legacy Product | Legacy Product | --
Service Level Maintenance Custom | Operations and Maintenance | RM-CUSTOM | Service Level Maintenance - Custom Service | 0 | Legacy Product | Legacy Product | --
Shipping (LASO) | Operations and Maintenance | SHIP-LASO | Shipping Costs (LA Service Office) | 0 | Legacy Product | Legacy Product | --
TechCare ACL2 - 1 Year Prepaid | Operations and Maintenance | TC-ACL2-12 | 1 year coverage of TechCare for EVSE AC Level 2 Charging Station. Labor ONLY warranty. | 250 | Legacy Product | Legacy Product | --
TechCare ACL2 - 2 Years Prepaid | Operations and Maintenance | TC-ACL2-24 | 2 years coverage of TechCare for EVSE AC Level 2 Charging Station. Labor ONLY warranty. | 465 | Legacy Product | Legacy Product | --
TechCare ACL2 - 3 Years Prepaid | Operations and Maintenance | TC-ACL2-36 | 3 years coverage of TechCare for EVSE AC Level 2 Charging Station. Labor ONLY warranty. | 700 | Legacy Product | Legacy Product | --
TechCare ACL2 - 4 Years Prepaid | Operations and Maintenance | TC-ACL2-48 | 4 years coverage of TechCare for EVSE AC Level 2 Charging Station. Labor ONLY warranty. | 960 | Legacy Product | Legacy Product | --
TechCare ACL2 - 5 Years Prepaid | Operations and Maintenance | TC-ACL2-60 | 5 years coverage of TechCare for EVSE AC Level 2 Charging Station. Labor ONLY warranty. | 1235 | Legacy Product | Legacy Product | --
TechCare Custom | Operations and Maintenance | TC-CUSTOM | TechCare - Custom Service | 0 | Legacy Product | Legacy Product | --
TechCare DCFC AiO High - 1 Year Prepaid | Operations and Maintenance | TC-DCAIOH-12 | 1 year coverage of TechCare for EVSE DC Fast Charging All-in-One High Station (ICE-180/Terra 184). Labor ONLY warranty. | 750 | Legacy Product | Legacy Product | --
TechCare DCFC AiO High - 2 Years Prepaid | Operations and Maintenance | TC-DCAIOH-24 | 2 years coverage of TechCare for EVSE DC Fast Charging All-in-One High Station (ICE-180/Terra 184). Labor ONLY warranty. | 2190 | Legacy Product | Legacy Product | --
TechCare DCFC AiO High - 3 Years Prepaid | Operations and Maintenance | TC-DCAIOH-36 | 3 years coverage of TechCare for EVSE DC Fast Charging All-in-One High Station (ICE-180/Terra 184). Labor ONLY warranty. | 3258 | Legacy Product | Legacy Product | --
TechCare DCFC AiO High - 4 Years Prepaid | Operations and Maintenance | TC-DCAIOH-48 | 4 years coverage of TechCare for EVSE DC Fast Charging All-in-One High Station (ICE-180/Terra 184). Labor ONLY warranty. | 6270 | Legacy Product | Legacy Product | --
TechCare DCFC AiO High - 5 Years Prepaid | Operations and Maintenance | TC-DCAIOH-60 | 5 years coverage of TechCare for EVSE DC Fast Charging All-in-One High Station (ICE-180/Terra 184). Labor ONLY warranty. | 8492 | Legacy Product | Legacy Product | --
TechCare DCFC AiO Low - 1 Year Prepaid | Operations and Maintenance | TC-DCAIOL-12 | 1 year coverage of TechCare for EVSE DC Fast Charging All-in-One Low Station (ICE-60/Terra 54). Labor ONLY warranty. | 415 | Legacy Product | Legacy Product | --
TechCare DCFC AiO Low - 2 Years Prepaid | Operations and Maintenance | TC-DCAIOL-24 | 2 years coverage of TechCare for EVSE DC Fast Charging All-in-One Low Station (ICE-60/Terra 54). Labor ONLY warranty. | 785 | Legacy Product | Legacy Product | --
TechCare DCFC AiO Low - 3 Years Prepaid | Operations and Maintenance | TC-DCAIOL-36 | 3 years coverage of TechCare for EVSE DC Fast Charging All-in-One Low Station (ICE-60/Terra 54). Labor ONLY warranty. | 1219 | Legacy Product | Legacy Product | --
TechCare DCFC AiO Low - 4 Years Prepaid | Operations and Maintenance | TC-DCAIOL-48 | 4 years coverage of TechCare for EVSE DC Fast Charging All-in-One Low Station (ICE-60/Terra 54). Labor ONLY warranty. | 2438 | Legacy Product | Legacy Product | --
TechCare DCFC AiO Low - 5 Years Prepaid | Operations and Maintenance | TC-DCAIOL-60 | 5 years coverage of TechCare for EVSE DC Fast Charging All-in-One Low Station (ICE-60/Terra 54). Labor ONLY warranty. | 3657 | Legacy Product | Legacy Product | --
TechCare DCFC AiO Medium - 1 Year Prepaid | Operations and Maintenance | TC-DCAIOM-12 | 1 year coverage of TechCare for EVSE DC Fast Charging All-in-One Medium Station (ICE-120/Terra 124). Labor ONLY warranty. | 750 | Legacy Product | Legacy Product | --
TechCare DCFC AiO Medium - 2 Years Prepaid | Operations and Maintenance | TC-DCAIOM-24 | 2 years coverage of TechCare for EVSE DC Fast Charging All-in-One Medium Station (ICE-120/Terra 124). Labor ONLY warranty. | 2190 | Legacy Product | Legacy Product | --
TechCare DCFC AiO Medium - 3 Years Prepaid | Operations and Maintenance | TC-DCAIOM-36 | 3 years coverage of TechCare for EVSE DC Fast Charging All-in-One Medium Station (ICE-120/Terra 124). Labor ONLY warranty. | 3258 | Legacy Product | Legacy Product | --
TechCare DCFC AiO Medium - 4 Years Prepaid | Operations and Maintenance | TC-DCAIOM-48 | 4 years coverage of TechCare for EVSE DC Fast Charging All-in-One Medium Station (ICE-120/Terra 124). Labor ONLY warranty. | 6270 | Legacy Product | Legacy Product | --
TechCare DCFC AiO Medium - 5 Years Prepaid | Operations and Maintenance | TC-DCAIOM-60 | 5 years coverage of TechCare for EVSE DC Fast Charging All-in-One Medium Station (ICE-120/Terra 124). Labor ONLY warranty. | 8492 | Legacy Product | Legacy Product | --
TechCare DCWB - 1 Year Prepaid | Operations and Maintenance | TC-DCWB-12 | 1 year coverage of TechCare for EVSE DC Wallbox Charging Stations (ICE-30/Terra DCWB). Labor ONLY warranty. | 661 | Legacy Product | Legacy Product | --
TechCare DCWB - 2 Years Prepaid | Operations and Maintenance | TC-DCWB-24 | 2 years coverage of TechCare for EVSE DC Wallbox Charging Stations (ICE-30/Terra DCWB). Labor ONLY warranty. | 1230 | Legacy Product | Legacy Product | --
TechCare DCWB - 3 Years Prepaid | Operations and Maintenance | TC-DCWB-36 | 3 years coverage of TechCare for EVSE DC Wallbox Charging Stations (ICE-30/Terra DCWB). Labor ONLY warranty. | 2392 | Legacy Product | Legacy Product | --
TechCare DCWB - 4 Years Prepaid | Operations and Maintenance | TC-DCWB-48 | 4 years coverage of TechCare for EVSE DC Wallbox Charging Stations (ICE-30/Terra DCWB). Labor ONLY warranty. | 3189 | Legacy Product | Legacy Product | --
TechCare DCWB - 5 Years Prepaid | Operations and Maintenance | TC-DCWB-60 | 5 years coverage of TechCare for EVSE DC Wallbox Charging Stations (ICE-30/Terra DCWB). Labor ONLY warranty. | 3986 | Legacy Product | Legacy Product | --
TechCare Dual ACL2 - 1 Year Prepaid | Operations and Maintenance | TC-DACL2-12 | 1 year coverage of TechCare for EVSE Dual AC Level 2 Charging Station. Labor ONLY warranty. | 456 | Legacy Product | Legacy Product | --
TechCare Dual ACL2 - 2 Years Prepaid | Operations and Maintenance | TC-DACL2-24 | 2 years coverage of TechCare for EVSE Dual AC Level 2 Charging Station. Labor ONLY warranty. | 848 | Legacy Product | Legacy Product | --
TechCare Dual ACL2 - 3 Years Prepaid | Operations and Maintenance | TC-DACL2-36 | 3 years coverage of TechCare for EVSE Dual AC Level 2 Charging Station. Labor ONLY warranty. | 1546 | Legacy Product | Legacy Product | --
TechCare Dual ACL2 - 4 Years Prepaid | Operations and Maintenance | TC-DACL2-48 | 4 years coverage of TechCare for EVSE Dual AC Level 2 Charging Station. Labor ONLY warranty. | 2075 | Legacy Product | Legacy Product | --
TechCare Dual ACL2 - 5 Years Prepaid | Operations and Maintenance | TC-DACL2-60 | 5 years coverage of TechCare for EVSE Dual AC Level 2 Charging Station. Labor ONLY warranty. | 2611 | Legacy Product | Legacy Product | --
TechCare HP Battery Cube - 1 Year Prepaid | Operations and Maintenance | TC-HPBC-12 | 1 year coverage of TechCare for EVSE High Power Battery Cube Station. Labor ONLY warranty. | 1286 | Legacy Product | Legacy Product | --
TechCare HP Battery Cube - 2 Years Prepaid | Operations and Maintenance | TC-HPBC-24 | 2 years coverage of TechCare for EVSE High Power Battery Cube Station. Labor ONLY warranty. | 2615 | Legacy Product | Legacy Product | --
TechCare HP Battery Cube - 3 Years Prepaid | Operations and Maintenance | TC-HPBC-36 | 3 years coverage of TechCare for EVSE High Power Battery Cube Station. Labor ONLY warranty. | 4622 | Legacy Product | Legacy Product | --
TechCare HP Battery Cube - 4 Years Prepaid | Operations and Maintenance | TC-HPBC-48 | 4 years coverage of TechCare for EVSE High Power Battery Cube Station. Labor ONLY warranty. | 8403 | Legacy Product | Legacy Product | --
TechCare HP Battery Cube - 5 Years Prepaid | Operations and Maintenance | TC-HPBC-60 | 5 years coverage of TechCare for EVSE High Power Battery Cube Station. Labor ONLY warranty. | 12604 | Legacy Product | Legacy Product | --
TechCare HP Cabinet - 1 Year Prepaid | Operations and Maintenance | TC-HPC-12 | 1 year coverage of TechCare for EVSE High Power Cabinet Station. Labor ONLY warranty. | 1286 | Legacy Product | Legacy Product | --
TechCare HP Cabinet - 2 Years Prepaid | Operations and Maintenance | TC-HPC-24 | 2 years coverage of TechCare for EVSE High Power Cabinet Station. Labor ONLY warranty. | 2615 | Legacy Product | Legacy Product | --
TechCare HP Cabinet - 3 Years Prepaid | Operations and Maintenance | TC-HPC-36 | 3 years coverage of TechCare for EVSE High Power Cabinet Station. Labor ONLY warranty. | 4622 | Legacy Product | Legacy Product | --
TechCare HP Cabinet - 4 Years Prepaid | Operations and Maintenance | TC-HPC-48 | 4 years coverage of TechCare for EVSE High Power Cabinet Station. Labor ONLY warranty. | 8403 | Legacy Product | Legacy Product | --
TechCare HP Cabinet - 5 Years Prepaid | Operations and Maintenance | TC-HPC-60 | 5 years coverage of TechCare for EVSE High Power Cabinet Station. Labor ONLY warranty. | 12604 | Legacy Product | Legacy Product | --
TechCare HP Dispenser - 1 Year Prepaid | Operations and Maintenance | TC-HPD-12 | 1 year coverage of TechCare for EVSE High Power Dispenser Station. Labor ONLY warranty. | 750 | Legacy Product | Legacy Product | --
TechCare HP Dispenser - 2 Years Prepaid | Operations and Maintenance | TC-HPD-24 | 2 years coverage of TechCare for EVSE High Power Dispenser Station. Labor ONLY warranty. | 2190 | Legacy Product | Legacy Product | --
TechCare HP Dispenser - 3 Years Prepaid | Operations and Maintenance | TC-HPD-36 | 3 years coverage of TechCare for EVSE High Power Dispenser Station. Labor ONLY warranty. | 3258 | Legacy Product | Legacy Product | --
TechCare HP Dispenser - 4 Years Prepaid | Operations and Maintenance | TC-HPD-48 | 4 years coverage of TechCare for EVSE High Power Dispenser Station. Labor ONLY warranty. | 6270 | Legacy Product | Legacy Product | --
TechCare HP Dispenser - 5 Years Prepaid | Operations and Maintenance | TC-HPD-60 | 5 years coverage of TechCare for EVSE High Power Dispenser Station. Labor ONLY warranty. | 8492 | Legacy Product | Legacy Product | --
Travel (LASO) | Operations and Maintenance | TRAVEL-LASO | Travel Costs (LA Service Office) | 0 | Legacy Product | Legacy Product | --
InControl support & training, Virtual | Services | PS-ICST-V | Virtual InControl training offered in 4-hour bundles | 1000 | Legacy Product | Legacy Product | --
Pre-Construction Site Assessment | Services | SVS-PCSA | Pre-Construction (Installation) Site Assessment to determine exact scope of installation, location of charger, available power and cell service. | 2300 | Legacy Product | Legacy Product | --
Site Assessment for Quoting Purposes | Services | SVS-SAQ | Free Site Assessment for Quoting Purposes | Cost + 40% | Legacy Product | Legacy Product | --
Shipping for DC All-in-One or Dispenser | Shipping | SHIP-DCFC | Ground Shipping Costs for one DC All-in-One Charger or Dispenser | 650 | Legacy Product | Legacy Product | --
Shipping for DCWB EVSE | Shipping | SHIP-DCWB | Ground Shipping Costs for one DC Wallbox Charger | 350 | Legacy Product | Legacy Product | --
Energy Management Setup | Software | INC-SETUP-EMC | Service includes utility bill analysis, utility rate schedule entry in InControl, and load management policy creation within InControl | 250 | Legacy Product | Legacy Product | --
EVC Roaming - 108 Months Prepaid | Software | EV-EVC-APP-108 | EVC Roaming - Mobile application for iOS and Android that enables driver way-finding and mobile payment options. 108 Months Prepaid | 2160 | Legacy Product | Legacy Product | --
EVC Roaming - 12 Months Prepaid | Software | EV-EVC-APP-12 | EVC Roaming - Mobile application for iOS and Android that enables driver way-finding and mobile payment options. 12 Months Prepaid | 300 | Legacy Product | Legacy Product | --
EVC Roaming - 120 Months Prepaid | Software | EV-EVC-APP-120 | EVC Roaming - Mobile application for iOS and Android that enables driver way-finding and mobile payment options. 120 Months Prepaid | 2400 | Legacy Product | Legacy Product | --
EVC Roaming - 24 Months Prepaid | Software | EV-EVC-APP-24 | EVC Roaming - Mobile application for iOS and Android that enables driver way-finding and mobile payment options. 24 Months Prepaid | 600 | Legacy Product | Legacy Product | --
EVC Roaming - 36 Months Prepaid | Software | EV-EVC-APP-36 | EVC Roaming - Mobile application for iOS and Android that enables driver way-finding and mobile payment options. 36 Months Prepaid | 720 | Legacy Product | Legacy Product | --
EVC Roaming - 48 Months Prepaid | Software | EV-EVC-APP-48 | EVC Roaming - Mobile application for iOS and Android that enables driver way-finding and mobile payment options. 48 Months Prepaid | 960 | Legacy Product | Legacy Product | --
EVC Roaming - 60 Months Prepaid | Software | EV-EVC-APP-60 | EVC Roaming - Mobile application for iOS and Android that enables driver way-finding and mobile payment options. 60 Months Prepaid | 1200 | Legacy Product | Legacy Product | --
EVC Roaming - 72 Months Prepaid | Software | EV-EVC-APP-72 | EVC Roaming - Mobile application for iOS and Android that enables driver way-finding and mobile payment options. 72 Months Prepaid | 1440 | Legacy Product | Legacy Product | --
EVC Roaming - 84 Months Prepaid | Software | EV-EVC-APP-84 | EVC Roaming - Mobile application for iOS and Android that enables driver way-finding and mobile payment options. 84 Months Prepaid | 1680 | Legacy Product | Legacy Product | --
EVC Roaming - 96 Months Prepaid | Software | EV-EVC-APP-96 | EVC Roaming - Mobile application for iOS and Android that enables driver way-finding and mobile payment options. 96 Months Prepaid | 1920 | Legacy Product | Legacy Product | --
InControl Add-on API Access - 120 Months Prepaid | Software | INC-ADDON-API-120 | InControl Add-on per charger. Enables API control and reporting. 120 Months Prepaid | 1080 | Legacy Product | Legacy Product | --
InControl Add-on API Access - 108 Months Prepaid | Software | INC-ADDON-API-108 | InControl Add-on per charger. Enables API control and reporting. 108 Months Prepaid | 972 | Legacy Product | Legacy Product | --
InControl Add-on API Access - 12 Months Prepaid | Software | INC-ADDON-API-12 | InControl Add-on per charger. Enables API control and reporting. 12 Months Prepaid | 108 | Legacy Product | Legacy Product | --
InControl Add-on API Access - 24 Months Prepaid | Software | INC-ADDON-API-24 | InControl Add-on per charger. Enables API control and reporting. 24 Months Prepaid | 216 | Legacy Product | Legacy Product | --
InControl Add-on API Access - 36 Months Prepaid | Software | INC-ADDON-API-36 | InControl Add-on per charger. Enables API control and reporting. 36 Months Prepaid | 324 | Legacy Product | Legacy Product | --
InControl Add-on API Access - 48 Months Prepaid | Software | INC-ADDON-API-48 | InControl Add-on per charger. Enables API control and reporting. 48 Months Prepaid | 432 | Legacy Product | Legacy Product | --
InControl Add-on API Access - 60 Months Prepaid | Software | INC-ADDON-API-60 | InControl Add-on per charger. Enables API control and reporting. 60 Months Prepaid | 540 | Legacy Product | Legacy Product | --
InControl Add-on API Access - 72 Months Prepaid | Software | INC-ADDON-API-72 | InControl Add-on per charger. Enables API control and reporting. 72 Months Prepaid | 648 | Legacy Product | Legacy Product | --
InControl Add-on API Access - 84 Months Prepaid | Software | INC-ADDON-API-84 | InControl Add-on per charger. Enables API control and reporting. 84 Months Prepaid | 756 | Legacy Product | Legacy Product | --
InControl Add-on API Access - 96 Months Prepaid | Software | INC-ADDON-API-96 | InControl Add-on per charger. Enables API control and reporting. 96 Months Prepaid | 864 | Legacy Product | Legacy Product | --
InControl Add-on Payment Management - 108 Months Prepaid | Software | INC-ADDON-PAY-108 | InControl Add-on per charger. Enables payment terminal integration. 108 Months Prepaid | 5292 | Legacy Product | Legacy Product | --
InControl Add-on Payment Management - 12 Months Prepaid | Software | INC-ADDON-PAY-12 | InControl Add-on per charger. Enables payment terminal integration. 12 Months Prepaid | 588 | Legacy Product | Legacy Product | --
InControl Add-on Payment Management - 120 Months Prepaid | Software | INC-ADDON-PAY-120 | InControl Add-on per charger. Enables payment terminal integration. 120 Months Prepaid | 5880 | Legacy Product | Legacy Product | --
InControl Add-on Payment Management - 24 Months Prepaid | Software | INC-ADDON-PAY-24 | InControl Add-on per charger. Enables payment terminal integration. 24 Months Prepaid | 1176 | Legacy Product | Legacy Product | --
InControl Add-on Payment Management - 36 Months Prepaid | Software | INC-ADDON-PAY-36 | InControl Add-on per charger. Enables payment terminal integration. 36 Months Prepaid | 1764 | Legacy Product | Legacy Product | --
InControl Add-on Payment Management - 48 Months Prepaid | Software | INC-ADDON-PAY-48 | InControl Add-on per charger. Enables payment terminal integration. 48 Months Prepaid | 2352 | Legacy Product | Legacy Product | --
InControl Add-on Payment Management - 60 Months Prepaid | Software | INC-ADDON-PAY-60 | InControl Add-on per charger. Enables payment terminal integration. 60 Months Prepaid | 2940 | Legacy Product | Legacy Product | --
InControl Add-on Payment Management - 72 Months Prepaid | Software | INC-ADDON-PAY-72 | InControl Add-on per charger. Enables payment terminal integration. 72 Months Prepaid | 3528 | Legacy Product | Legacy Product | --
InControl Add-on Payment Management - 84 Months Prepaid | Software | INC-ADDON-PAY-84 | InControl Add-on per charger. Enables payment terminal integration. 84 Months Prepaid | 4116 | Legacy Product | Legacy Product | --
InControl Add-on Payment Management - 96 Months Prepaid | Software | INC-ADDON-PAY-96 | InControl Add-on per charger. Enables payment terminal integration. 96 Months Prepaid | 4704 | Legacy Product | Legacy Product | --
InControl Add-on Telematics Connectors - 108 Months Prepaid | Software | INC-ADDON-FLEET-108 | InControl Add-on per charger. Enables telematics. 108 Months Prepaid | 753.3 | Legacy Product | Legacy Product | --
InControl Add-on Telematics Connectors - 12 Months Prepaid | Software | INC-ADDON-FLEET-12 | InControl Add-on per charger. Enables telematics. 12 Months Prepaid | 108 | Legacy Product | Legacy Product | --
InControl Add-on Telematics Connectors - 120 Months Prepaid | Software | INC-ADDON-FLEET-120 | InControl Add-on per charger. Enables telematics. 120 Months Prepaid | 810 | Legacy Product | Legacy Product | --
InControl Add-on Telematics Connectors - 24 Months Prepaid | Software | INC-ADDON-FLEET-24 | InControl Add-on per charger. Enables telematics. 24 Months Prepaid | 205.2 | Legacy Product | Legacy Product | --
InControl Add-on Telematics Connectors - 36 Months Prepaid | Software | INC-ADDON-FLEET-36 | InControl Add-on per charger. Enables telematics. 36 Months Prepaid | 299.7 | Legacy Product | Legacy Product | --
InControl Add-on Telematics Connectors - 48 Months Prepaid | Software | INC-ADDON-FLEET-48 | InControl Add-on per charger. Enables telematics. 48 Months Prepaid | 388.8 | Legacy Product | Legacy Product | --
InControl Add-on Telematics Connectors - 60 Months Prepaid | Software | INC-ADDON-FLEET-60 | InControl Add-on per charger. Enables telematics. 60 Months Prepaid | 472.5 | Legacy Product | Legacy Product | --
InControl Add-on Telematics Connectors - 72 Months Prepaid | Software | INC-ADDON-FLEET-72 | InControl Add-on per charger. Enables telematics. 72 Months Prepaid | 550.8 | Legacy Product | Legacy Product | --
InControl Add-on Telematics Connectors - 84 Months Prepaid | Software | INC-ADDON-FLEET-84 | InControl Add-on per charger. Enables telematics. 84 Months Prepaid | 623.7 | Legacy Product | Legacy Product | --
InControl Add-on Telematics Connectors - 96 Months Prepaid | Software | INC-ADDON-FLEET-96 | InControl Add-on per charger. Enables telematics. 96 Months Prepaid | 691.2 | Legacy Product | Legacy Product | --
InControl Data Plan - 108 months Prepaid | Software | INC-ADDON-DATA-108 | InControl Data Plan to ensure connectivity - Cellular Data 4G/5G. 108 Months Prepaid | 1080 | Legacy Product | Legacy Product | --
InControl Data Plan - 12 months Prepaid | Software | INC-ADDON-DATA-12 | InControl Data Plan to ensure connectivity - Cellular Data 4G/5G. 12 Months Prepaid | 120 | Legacy Product | Legacy Product | --
InControl Data Plan - 120 months Prepaid | Software | INC-ADDON-DATA-120 | InControl Data Plan to ensure connectivity - Cellular Data 4G/5G. 120 Months Prepaid | 1200 | Legacy Product | Legacy Product | --
InControl Data Plan - 24 months Prepaid | Software | INC-ADDON-DATA-24 | InControl Data Plan to ensure connectivity - Cellular Data 4G/5G. 24 Months Prepaid | 240 | Legacy Product | Legacy Product | --
InControl Data Plan - 36 months Prepaid | Software | INC-ADDON-DATA-36 | InControl Data Plan to ensure connectivity - Cellular Data 4G/5G. 36 Months Prepaid | 360 | Legacy Product | Legacy Product | --
InControl Data Plan - 48 months Prepaid | Software | INC-ADDON-DATA-48 | InControl Data Plan to ensure connectivity - Cellular Data 4G/5G. 48 Months Prepaid | 480 | Legacy Product | Legacy Product | --
InControl Data Plan - 60 months Prepaid | Software | INC-ADDON-DATA-60 | InControl Data Plan to ensure connectivity - Cellular Data 4G/5G. 60 Months Prepaid | 600 | Legacy Product | Legacy Product | --
InControl Data Plan - 72 months Prepaid | Software | INC-ADDON-DATA-72 | InControl Data Plan to ensure connectivity - Cellular Data 4G/5G. 72 Months Prepaid | 720 | Legacy Product | Legacy Product | --
InControl Data Plan - 84 months Prepaid | Software | INC-ADDON-DATA-84 | InControl Data Plan to ensure connectivity - Cellular Data 4G/5G. 84 Months Prepaid | 840 | Legacy Product | Legacy Product | --
InControl Data Plan - 96 months Prepaid | Software | INC-ADDON-DATA-96 | InControl Data Plan to ensure connectivity - Cellular Data 4G/5G. 96 Months Prepaid | 960 | Legacy Product | Legacy Product | --
InControl Mobile Payment App - 108 Months Prepaid | Software | INC-ADDON-PAYAPP-108 | InControl Mobile Payment Application. 108 Months Prepaid | 2160 | Legacy Product | Legacy Product | --
InControl Mobile Payment App - 12 Months Prepaid | Software | INC-ADDON-PAYAPP-12 | InControl Mobile Payment Application. 12 Months Prepaid | 300 | Legacy Product | Legacy Product | --
InControl Mobile Payment App - 120 Months Prepaid | Software | INC-ADDON-PAYAPP-120 | InControl Mobile Payment Application. 120 Months Prepaid | 2400 | Legacy Product | Legacy Product | --
InControl Mobile Payment App - 24 Months Prepaid | Software | INC-ADDON-PAYAPP-24 | InControl Mobile Payment Application. 24 Months Prepaid | 600 | Legacy Product | Legacy Product | --
InControl Mobile Payment App - 36 Months Prepaid | Software | INC-ADDON-PAYAPP-36 | InControl Mobile Payment Application. 36 Months Prepaid | 720 | Legacy Product | Legacy Product | --
InControl Mobile Payment App - 48 Months Prepaid | Software | INC-ADDON-PAYAPP-48 | InControl Mobile Payment Application. 48 Months Prepaid | 960 | Legacy Product | Legacy Product | --
InControl Mobile Payment App - 60 Months Prepaid | Software | INC-ADDON-PAYAPP-60 | InControl Mobile Payment Application. 60 Months Prepaid | 1200 | Legacy Product | Legacy Product | --
InControl Mobile Payment App - 72 Months Prepaid | Software | INC-ADDON-PAYAPP-72 | InControl Mobile Payment Application. 72 Months Prepaid | 1440 | Legacy Product | Legacy Product | --
InControl Mobile Payment App - 84 Months Prepaid | Software | INC-ADDON-PAYAPP-84 | InControl Mobile Payment Application. 84 Months Prepaid | 1680 | Legacy Product | Legacy Product | --
InControl Mobile Payment App - 96 Months Prepaid | Software | INC-ADDON-PAYAPP-96 | InControl Mobile Payment Application. 96 Months Prepaid | 1920 | Legacy Product | Legacy Product | --
InControl Smart Base with Proxy - 108 Months Prepaid | Software | INC-ADDON-APIPX-108 | InControl Smart base license with Proxy OCPP connection to 3rd Party Charge Management System. 108 Months Prepaid | 1728 | Legacy Product | Legacy Product | --
InControl Smart Base with Proxy - 12 Months Prepaid | Software | INC-ADDON-APIPX-12 | InControl Smart base license with Proxy OCPP connection to 3rd Party Charge Management System. 12 Months Prepaid | 192 | Legacy Product | Legacy Product | --
InControl Smart Base with Proxy - 120 Months Prepaid | Software | INC-ADDON-APIPX-120 | InControl Smart base license with Proxy OCPP connection to 3rd Party Charge Management System. 120 Months Prepaid | 1920 | Legacy Product | Legacy Product | --
InControl Smart Base with Proxy - 24 Months Prepaid | Software | INC-ADDON-APIPX-24 | InControl Smart base license with Proxy OCPP connection to 3rd Party Charge Management System. 24 Months Prepaid | 384 | Legacy Product | Legacy Product | --
InControl Smart Base with Proxy - 36 Months Prepaid | Software | INC-ADDON-APIPX-36 | InControl Smart base license with Proxy OCPP connection to 3rd Party Charge Management System. 36 Months Prepaid | 576 | Legacy Product | Legacy Product | --
InControl Smart Base with Proxy - 48 Months Prepaid | Software | INC-ADDON-APIPX-48 | InControl Smart base license with Proxy OCPP connection to 3rd Party Charge Management System. 48 Months Prepaid | 768 | Legacy Product | Legacy Product | --
InControl Smart Base with Proxy - 60 Months Prepaid | Software | INC-ADDON-APIPX-60 | InControl Smart base license with Proxy OCPP connection to 3rd Party Charge Management System. 60 Months Prepaid | 960 | Legacy Product | Legacy Product | --
InControl Smart Base with Proxy - 72 Months Prepaid | Software | INC-ADDON-APIPX-72 | InControl Smart base license with Proxy OCPP connection to 3rd Party Charge Management System. 72 Months Prepaid | 1152 | Legacy Product | Legacy Product | --
InControl Smart Base with Proxy - 84 Months Prepaid | Software | INC-ADDON-APIPX-84 | InControl Smart base license with Proxy OCPP connection to 3rd Party Charge Management System. 84 Months Prepaid | 1344 | Legacy Product | Legacy Product | --
InControl Smart Base with Proxy - 96 Months Prepaid | Software | INC-ADDON-APIPX-96 | InControl Smart base license with Proxy OCPP connection to 3rd Party Charge Management System. 96 Months Prepaid | 1536 | Legacy Product | Legacy Product | --
InControl Smart for DC Chargers - 108 Months Prepaid | Software | INC-DCSMART-108 | InControl Software for Charger Management, DC chargers. InControl portal access for dashboard, reporting, access management, rules-based load management. 108 Months Prepaid | 3264.3 | Legacy Product | Legacy Product | --
InControl Smart for DC Chargers - 12 Months Prepaid | Software | INC-DCSMART-12 | InControl Software for Charger Management, DC chargers. InControl portal access for dashboard, reporting, access management, rules-based load management. 12 Months Prepaid | 468 | Legacy Product | Legacy Product | --
InControl Smart for DC Chargers - 120 Months Prepaid | Software | INC-DCSMART-120 | InControl Software for Charger Management, DC chargers. InControl portal access for dashboard, reporting, access management, rules-based load management. 120 Months Prepaid | 3510 | Legacy Product | Legacy Product | --
InControl Smart for DC Chargers - 24 Months Prepaid | Software | INC-DCSMART-24 | InControl Software for Charger Management, DC chargers. InControl portal access for dashboard, reporting, access management, rules-based load management. 24 Months Prepaid | 889.2 | Legacy Product | Legacy Product | --
InControl Smart for DC Chargers - 36 Months Prepaid | Software | INC-DCSMART-36 | InControl Software for Charger Management, DC chargers. InControl portal access for dashboard, reporting, access management, rules-based load management. 36 Months Prepaid | 1298.7 | Legacy Product | Legacy Product | --
InControl Smart for DC Chargers - 48 Months Prepaid | Software | INC-DCSMART-48 | InControl Software for Charger Management, DC chargers. InControl portal access for dashboard, reporting, access management, rules-based load management. 48 Months Prepaid | 1684.8 | Legacy Product | Legacy Product | --
InControl Smart for DC Chargers - 60 Months Prepaid | Software | INC-DCSMART-60 | InControl Software for Charger Management, DC chargers. InControl portal access for dashboard, reporting, access management, rules-based load management. 60 Months Prepaid | 2047.5 | Legacy Product | Legacy Product | --
InControl Smart for DC Chargers - 72 Months Prepaid | Software | INC-DCSMART-72 | InControl Software for Charger Management, DC chargers. InControl portal access for dashboard, reporting, access management, rules-based load management. 72 Months Prepaid | 2386.8 | Legacy Product | Legacy Product | --
InControl Smart for DC Chargers - 84 Months Prepaid | Software | INC-DCSMART-84 | InControl Software for Charger Management, DC chargers. InControl portal access for dashboard, reporting, access management, rules-based load management. 84 Months Prepaid | 2702.7 | Legacy Product | Legacy Product | --
InControl Smart for DC Chargers - 96 Months Prepaid | Software | INC-DCSMART-96 | InControl Software for Charger Management, DC chargers. InControl portal access for dashboard, reporting, access management, rules-based load management. 96 Months Prepaid | 2995.2 | Legacy Product | Legacy Product | --
InControl Smart for Dual L2 Chargers - 108 Months Prepaid | Software | INC-DL2SMART-108 | InControl Software for Charger Management, Dual Level 2 chargers. InControl portal access for dashboard, reporting, access management, rules-based load management. 108 Months Prepaid | 3591 | Legacy Product | Legacy Product | --
InControl Smart for Dual L2 Chargers - 12 Months Prepaid | Software | INC-DL2SMART-12 | InControl Software for Charger Management, Dual Level 2 chargers. InControl portal access for dashboard, reporting, access management, rules-based load management. 12 Months Prepaid | 399 | Legacy Product | Legacy Product | --
InControl Smart for Dual L2 Chargers - 120 Months Prepaid | Software | INC-DL2SMART-120 | InControl Software for Charger Management, Dual Level 2 chargers. InControl portal access for dashboard, reporting, access management, rules-based load management. 120 Months Prepaid | 3990 | Legacy Product | Legacy Product | --
InControl Smart for Dual L2 Chargers - 24 Months Prepaid | Software | INC-DL2SMART-24 | InControl Software for Charger Management, Dual Level 2 chargers. InControl portal access for dashboard, reporting, access management, rules-based load management. 24 Months Prepaid | 758.1 | Legacy Product | Legacy Product | --
InControl Smart for Dual L2 Chargers - 36 Months Prepaid | Software | INC-DL2SMART-36 | InControl Software for Charger Management, Dual Level 2 chargers. InControl portal access for dashboard, reporting, access management, rules-based load management. 36 Months Prepaid | 1077.3 | Legacy Product | Legacy Product | --
InControl Smart for Dual L2 Chargers - 48 Months Prepaid | Software | INC-DL2SMART-48 | InControl Software for Charger Management, Dual Level 2 chargers. InControl portal access for dashboard, reporting, access management, rules-based load management. 48 Months Prepaid | 1356.6 | Legacy Product | Legacy Product | --
InControl Smart for Dual L2 Chargers - 60 Months Prepaid | Software | INC-DL2SMART-60 | InControl Software for Charger Management, Dual Level 2 chargers. InControl portal access for dashboard, reporting, access management, rules-based load management. 60 Months Prepaid | 1596 | Legacy Product | Legacy Product | --
InControl Smart for Dual L2 Chargers - 72 Months Prepaid | Software | INC-DL2SMART-72 | InControl Software for Charger Management, Dual Level 2 chargers. InControl portal access for dashboard, reporting, access management, rules-based load management. 72 Months Prepaid | 2394 | Legacy Product | Legacy Product | --
InControl Smart for Dual L2 Chargers - 84 Months Prepaid | Software | INC-DL2SMART-84 | InControl Software for Charger Management, Dual Level 2 chargers. InControl portal access for dashboard, reporting, access management, rules-based load management. 84 Months Prepaid | 2793 | Legacy Product | Legacy Product | --
InControl Smart for Dual L2 Chargers - 96 Months Prepaid | Software | INC-DL2SMART-96 | InControl Software for Charger Management, Dual Level 2 chargers. InControl portal access for dashboard, reporting, access management, rules-based load management. 96 Months Prepaid | 3192 | Legacy Product | Legacy Product | --
InControl Smart for L2 Chargers - 108 Months Prepaid | Software | INC-L2SMART-108 | InControl Software for Charger Management, Level 2 chargers. InControl portal access for dashboard, reporting, access management, rules-based load management. 108 Months Prepaid | 1590.3 | Legacy Product | Legacy Product | --
InControl Smart for L2 Chargers - 12 Months Prepaid | Software | INC-L2SMART-12 | InControl Software for Charger Management, Level 2 chargers. InControl portal access for dashboard, reporting, access management, rules-based load management. 12 Months Prepaid | 228 | Legacy Product | Legacy Product | --
InControl Smart for L2 Chargers - 120 Months Prepaid | Software | INC-L2SMART-120 | InControl Software for Charger Management, Level 2 chargers. InControl portal access for dashboard, reporting, access management, rules-based load management. 120 Months Prepaid | 1710 | Legacy Product | Legacy Product | --
InControl Smart for L2 Chargers - 24 Months Prepaid | Software | INC-L2SMART-24 | InControl Software for Charger Management, Level 2 chargers. InControl portal access for dashboard, reporting, access management, rules-based load management. 24 Months Prepaid | 433.2 | Legacy Product | Legacy Product | --
InControl Smart for L2 Chargers - 36 Months Prepaid | Software | INC-L2SMART-36 | InControl Software for Charger Management, Level 2 chargers. InControl portal access for dashboard, reporting, access management, rules-based load management. 36 Months Prepaid | 632.7 | Legacy Product | Legacy Product | --
InControl Smart for L2 Chargers - 48 Months Prepaid | Software | INC-L2SMART-48 | InControl Software for Charger Management, Level 2 chargers. InControl portal access for dashboard, reporting, access management, rules-based load management. 48 Months Prepaid | 820.8 | Legacy Product | Legacy Product | --
InControl Smart for L2 Chargers - 60 Months Prepaid | Software | INC-L2SMART-60 | InControl Software for Charger Management, Level 2 chargers. InControl portal access for dashboard, reporting, access management, rules-based load management. 60 Months Prepaid | 997.5 | Legacy Product | Legacy Product | --
InControl Smart for L2 Chargers - 72 Months Prepaid | Software | INC-L2SMART-72 | InControl Software for Charger Management, Level 2 chargers. InControl portal access for dashboard, reporting, access management, rules-based load management. 72 Months Prepaid | 1162.8 | Legacy Product | Legacy Product | --
InControl Smart for L2 Chargers - 84 Months Prepaid | Software | INC-L2SMART-84 | InControl Software for Charger Management, Level 2 chargers. InControl portal access for dashboard, reporting, access management, rules-based load management. 84 Months Prepaid | 1316.7 | Legacy Product | Legacy Product | --
InControl Smart for L2 Chargers - 96 Months Prepaid | Software | INC-L2SMART-96 | InControl Software for Charger Management, Level 2 chargers. InControl portal access for dashboard, reporting, access management, rules-based load management. 96 Months Prepaid | 1459.2 | Legacy Product | Legacy Product | --
Software Miscellaneous for Fedex, Energy Management Consultation | Software | SW-MISC-F-EMC | Review for Load Management set-up per site. Service includes utility bill analysis, utility rate schedule entry in InControl, and load management policy creation within InControl | 250 | Legacy Product | Legacy Product | --
Software Miscellaneous for Fedex, InControl | Software | SW-MISC-F-INC | InControl Set-up, one-time additional sites | 499 | Legacy Product | Legacy Product | --
Amphenol CCS2 200A - 16ft | Spare Parts | APSC-C2-200-16-C | Amphenol CCS2 200A - 16ft Charging Cable for ICE AiO Chargers & Dispensers (While Supplies Last) | 2000 | Legacy Product | Legacy Product | --
Amphenol NACS 380A - 16ft | Spare Parts | APSC-NS-380-16-V1 | Amphenol NACS 380A - 16ft Charging Cable for ICE AiO HC Chargers & Dispensers | 3300 | Legacy Product | Legacy Product | --
AT&T SIM Card for Commercial Network - Full Size | Spare Parts | ATTA-SIM-CARD-CN | SIM Card on the AT&T Commercial Network, Full Size compatible with Cradlepoint Router | 10 | Legacy Product | Legacy Product | --
Bracket - Cradlepoint Router | Spare Parts | AOCA-BRKT-CPR | Bracket for Cradlepoint Router | 50 | Legacy Product | Legacy Product | --
DCWB Backing Plate for ICE-30 | Spare Parts | RMA-DCB | Rapid Adapter plate used to accommodate ICE-30 bolt pattern on Jet Cutting Premium Pedestal & Mobile Cart | 246 | Legacy Product | Legacy Product | --
ICE-30 Gen-3 Door Assembly with Screen Assembly | Spare Parts | FG-202600023 | Full Door Assembly for ICE-30 Generation 3 (CCR Compatible) | 995 | Legacy Product | Legacy Product | --
Infypower GBT 600A - 16ft | Spare Parts | ISC-GB-600-16-C | Infypower GBT 600A - 16ft Charging Cable for ICE Dispensers | 9000 | Legacy Product | Legacy Product | --
Rema CCS1 300A - 25ft Version 2 | Spare Parts | RMSC-C1-300-25-V2 | Rema CCS1 300A - 25ft Charging Cable for ICE AiO HC Chargers & Dispensers | 4360 | Legacy Product | Legacy Product | --
Warehouse Storage Fee DCWB/ACL2 | Storage | STG-FEE-DCWB | Monthly Storage for EVSE DCWB & ACL2 | 10 | Legacy Product | Legacy Product | --
Warehouse Storage Fee DCFC | Storage | STG-FEE-DCFC | Monthly Storage for EVSE DCFC All-in-One | 31 | Legacy Product | Legacy Product | --
Warehouse Storage Fee HP | Storage | STG-FEE-HP | Monthly Storage for EVSE DC High Power | 92 | Legacy Product | Legacy Product | --